## PR-3 AT PLAZA ESCORIAL
BID WORKSHEET REQUEST FOR SEALED PROPOSAL NUMBER 22J-08376 DESIGN, ACQUISITION AND INSTALLATION OF A BACK-UP SOLAR ENERGY SYSTEM OF SEVERAL TRAFFIC LIGHTS FOR THE DEPARTMENT OF TRANSPORTATION AND PUBLIC WORKS (DTOP FOR HIS ACRONYMS IN SPANISH)
LINE | SPEC | DESCRIPTION | QUANTITIES | BRAND | MODEL | WARRANTY | % PREFERENCE LAW | PRICE | DELIVERY TIME
PR-3 AT PLAZA ESCORIAL
1 | N/A | PERFORM CIVIL AND ELECTRICAL DESIGN TO PROVIDE A PHOTOVOLTAIC POWER BACK-UP SYSTEM FOR THE TRAFFIC SIGNAL | Lump Sum
2 | 151 | MOBILIZATION | Lump Sum by Intersection
3 | 202 | REMOVAL OF STRUCTURES AND OBSTRUCTIONS | Lump Sum
4 | 638 | CONSTRUCTION SIGNS | Square Meter
5 | 638 | DRUMS | Each
6 | 638 | FLASHING ARROW SIGNS | Daily
7 | 654 | MAINT & REMOVAL OF EXISTING TRAFFIC SIGNAL SYSTEM | Lump Sum
8 | 654 | 2 INCH PVC CONDUIT SCHEDULE 40 | Lineal Meter
9 | 654 | 4 INCH PVC CONDUIT SCHEDULE 40 | Lineal Meter
10 | 654 | CONDUCTOR CABLE NO. 6 AWG | Lineal Meter
11 | 654 | CONCRETE PULL BOX 30X30 | Each
12 | 654 | CONDUCTOR NO. 2 RHH COPPER XLP | Lineal Meter
13 | 661 | PROJECT FUNDING SIGN | Each
14 | 635, 931,932 | ALLOWANCES | 6500
15 | 888 | SOLAR PANEL ARRAY (TYPE) | Each
16 | 888 | INVERTER/CHARGER | Each
17 | 888 | MPPT 60 AMP | Each
18 | 888 | CONNECTION CABLES | Lineal Meter
19 | 888 | CIRCUIT BREAKER | Each
20 | 888 | BATTERIES 12V 115 AH | Each
21 | 888 | MC4 | Each
Total Price ______________________________
Name Of the Bidder: _______________________________________________________ Sign Of the Bidder: ____________________________________________________

## PR-3 AT AVE. CAMPO RICO (2)
BID WORKSHEET REQUEST FOR SEALED PROPOSAL NUMBER 22J-08376 DESIGN, ACQUISITION AND INSTALLATION OF A BACK-UP SOLAR ENERGY SYSTEM OF SEVERAL TRAFFIC LIGHTS FOR THE DEPARTMENT OF TRANSPORTATION AND PUBLIC WORKS (DTOP FOR HIS ACRONYMS IN SPANISH)
LINE | SPEC | DESCRIPTION | QUANTITIES | BRAND | MODEL | WARRANTY | % PREFERENCE LAW | PRICE | DELIVERY TIME
PR-3 AT AVENIDA CAMPO RICO
1 | N/A | PERFORM CIVIL AND ELECTRICAL DESIGN TO PROVIDE A PHOTOVOLTAIC POWER BACK-UP SYSTEM FOR THE TRAFFIC SIGNAL | Lump Sum
2 | 151 | MOBILIZATION | Lump Sum by Intersection
3 | 202 | REMOVAL OF STRUCTURES AND OBSTRUCTIONS | Lump Sum
4 | 638 | CONSTRUCTION SIGNS | Square Meter
5 | 638 | DRUMS | Each
6 | 638 | FLASHING ARROW SIGNS | Daily
7 | 654 | MAINT & REMOVAL OF EXISTING TRAFFIC SIGNAL SYSTEM | Lump Sum
8 | 654 | 2 INCH PVC CONDUIT SCHEDULE 40 | Lineal Meter
9 | 654 | 4 INCH PVC CONDUIT SCHEDULE 40 | Lineal Meter
10 | 654 | CONDUCTOR CABLE NO. 6 AWG | Lineal Meter
11 | 654 | CONCRETE PULL BOX 30X30 | Each
12 | 654 | CONDUCTOR NO. 2 RHH COPPER XLP | Lineal Meter
13 | 661 | PROJECT FUNDING SIGN | Each
14 | 635, 931,932 | ALLOWANCES | 6500
15 | 888 | SOLAR PANEL ARRAY (TYPE) | Each
16 | 888 | INVERTER/CHARGER | Each
17 | 888 | MPPT 60 AMP | Each
18 | 888 | CONNECTION CABLES | Lineal Meter
19 | 888 | CIRCUIT BREAKER | Each
20 | 888 | BATTERIES 12V 115 AH | Each
21 | 888 | MC4 | Each
Total Price ______________________________
Name Of the Bidder: _______________________________________________________ Sign Of the Bidder: ____________________________________________________

## PR-1 AT AVE. ROOSEVELT (3)
BID WORKSHEET REQUEST FOR SEALED PROPOSAL NUMBER 22J-08376 DESIGN, ACQUISITION AND INSTALLATION OF A BACK-UP SOLAR ENERGY SYSTEM OF SEVERAL TRAFFIC LIGHTS FOR THE DEPARTMENT OF TRANSPORTATION AND PUBLIC WORKS (DTOP FOR HIS ACRONYMS IN SPANISH)
LINE | SPEC | DESCRIPTION | QUANTITIES | BRAND | MODEL | WARRANTY | % PREFERENCE LAW | PRICE | DELIVERY TIME
PR-1 AT AVENIDA ROOSEVELT
1 | N/A | PERFORM CIVIL AND ELECTRICAL DESIGN TO PROVIDE A PHOTOVOLTAIC POWER BACK-UP SYSTEM FOR THE TRAFFIC SIGNAL | Lump Sum
2 | 151 | MOBILIZATION | Lump Sum by Intersection
3 | 202 | REMOVAL OF STRUCTURES AND OBSTRUCTIONS | Lump Sum
4 | 635 | PREPA/LUMA DISTRIBUTION STANDARD K-3-7-1 | Each
5 | 635 | PREPA/LUMA DISTRIBUTION STANDARD URD 4 | Each
6 | 638 | CONSTRUCTION SIGNS | Square Meter
7 | 638 | DRUMS | Each
8 | 638 | FLASHING ARROW SIGNS | Daily
9 | 654 | MAINT & REMOVAL OF EXISTING TRAFFIC SIGNAL SYSTEM | Lump Sum
10 | 654 | STANDARD TRAFFIC SIGNAL HEAD 3-S-V LED | Each
11 | 654 | TRAFFIC SIGNAL HEAD STD 3-L-V LED CONFIGURATION | Each
12 | 654 | CONDUCTOR 5-NO. 14 AWG RHH | Lineal Meter
13 | 654 | ADVANCED TRAFFIC SIGNAL CONTROLLER ASSEMBLY (TS-2, TYPE 2) FULLY ACTUATED | Each
14 | 654 | 2 INCH PVC CONDUIT SCHEDULE 40 | Lineal Meter
15 | 654 | 4 INCH PVC CONDUIT SCHEDULE 40 | Lineal Meter
16 | 654 | CONDUCTOR CABLE NO. 6 AWG | Lineal Meter
17 | 654 | TRAFFIC COUNTS, ADJUSTMENT AND FINE TUNING | Lump Sum
18 | 654 | CONCRETE PULL BOX 30X30 | Each
19 | 654 | CONDUCTOR NO. 2 RHH COPPER XLP | Lineal Meter
20 | 654 | VIDEO IMAGE PROCESSOR | Each
21 | 654 | VIDEO SYSTEM COMMUNIUCATION MODULE | Each
22 | 654 | COAXIAL AND POWER CABLE | Lineal Meter
23 | 654 | VIDEO DETECTION CAMERA | Each
24 | 654 | VIDEO CAMERA SURGE SUPPRESOR | Each
25 | 654 | STANDARD LED TRAFFIC SIGNAL HEAD, 12" CONTINUOUS MOVEMENT | Each
26 | 654 | TRAFFIC SIGNAL SUPPORT MAST ARM TYPE 20’ | Each
27 | 654 | TRAFFIC SIGNAL SUPPORT MAST ARM TYPE 50’ | Each
28 | 654 | TRAFFIC SIGNAL SUPPORT MAST ARM TYPE 55’ | Each
29 | 654 | TRAFFIC SIGNAL SUPPORT MAST ARM TYPE 60’ | Each
30 | 661 | PROJECT FUNDING SIGN | Each
31 | 635, 931,932 | ALLOWANCES | 6500
32 | 888 | SOLAR PANEL ARRAY (TYPE) | Each
33 | 888 | INVERTER/CHARGER | Each
34 | 888 | MPPT 60 AMP | Each
35 | 888 | CONNECTION CABLES | Lineal Meter
36 | 888 | CIRCUIT BREAKER | Each
37 | 888 | BATTERIES 12V 115 AH | Each
38 | 888 | MC4 | Each
Total Price ______________________________
Name Of the Bidder: _______________________________________________________ Sign Of the Bidder: ____________________________________________________

## PR-1 AT AVE. PONCE DE LEÓN (4)
BID WORKSHEET REQUEST FOR SEALED PROPOSAL NUMBER 22J-08376 DESIGN, ACQUISITION AND INSTALLATION OF A BACK-UP SOLAR ENERGY SYSTEM OF SEVERAL TRAFFIC LIGHTS FOR THE DEPARTMENT OF TRANSPORTATION AND PUBLIC WORKS (DTOP FOR HIS ACRONYMS IN SPANISH)
LINE | SPEC | DESCRIPTION | QUANTITIES | BRAND | MODEL | WARRANTY | % PREFERENCE LAW | PRICE | DELIVERY TIME
PR-1 AT AVENIDA PONCE DE LEÓN
1 | N/A | PERFORM CIVIL AND ELECTRICAL DESIGN TO PROVIDE A PHOTOVOLTAIC POWER BACK-UP SYSTEM FOR THE TRAFFIC SIGNAL | Lump Sum
2 | 151 | MOBILIZATION | Lump Sum by Intersection
3 | 202 | REMOVAL OF STRUCTURES AND OBSTRUCTIONS | Lump Sum
4 | 635 | PREPA/LUMA DISTRIBUTION STANDARD K-3-7-1 | Each
5 | 635 | PREPA/LUMA DISTRIBUTION STANDARD URD 4 | Each
6 | 638 | CONSTRUCTION SIGNS | Square Meter
7 | 638 | DRUMS | Each
8 | 638 | FLASHING ARROW SIGNS | Daily
9 | 654 | MAINT & REMOVAL OF EXISTING TRAFFIC SIGNAL SYSTEM | Lump Sum
10 | 654 | STANDARD TRAFFIC SIGNAL HEAD 3-S-V LED | Each
11 | 654 | TRAFFIC SIGNAL HEAD STD 3-L-V LED CONFIGURATION | Each
12 | 654 | CONDUCTOR 5-NO. 14 AWG RHH | Lineal Meter
13 | 654 | ADVANCED TRAFFIC SIGNAL CONTROLLER ASSEMBLY (TS-2, TYPE 2) FULLY ACTUATED | Each
14 | 654 | 2 INCH PVC CONDUIT SCHEDULE 40 | Lineal Meter
15 | 654 | 4 INCH PVC CONDUIT SCHEDULE 40 | Lineal Meter
16 | 654 | CONDUCTOR CABLE NO. 6 AWG | Lineal Meter
17 | 654 | TRAFFIC COUNTS, ADJUSTMENT AND FINE TUNING | Lump Sum
18 | 654 | CONCRETE PULL BOX 30X30 | Each
19 | 654 | CONDUCTOR NO. 2 RHH COPPER XLP | Lineal Meter
20 | 654 | VIDEO IMAGE PROCESSOR | Each
21 | 654 | VIDEO SYSTEM COMMUNIUCATION MODULE | Each
22 | 654 | COAXIAL AND POWER CABLE | Lineal Meter
23 | 654 | VIDEO DETECTION CAMERA | Each
24 | 654 | VIDEO CAMERA SURGE SUPPRESOR | Each
25 | 654 | STANDARD LED TRAFFIC SIGNAL HEAD, 12" CONTINUOUS MOVEMENT | Each
26 | 654 | TRAFFIC SIGNAL SUPPORT MAST ARM TYPE 20’ | Each
27 | 654 | TRAFFIC SIGNAL SUPPORT MAST ARM TYPE 50’ | Each
28 | 654 | TRAFFIC SIGNAL SUPPORT MAST ARM TYPE 55’ | Each
29 | 654 | TRAFFIC SIGNAL SUPPORT MAST ARM TYPE 60’ | Each
30 | 661 | PROJECT FUNDING SIGN | Each
31 | 635, 931,932 | ALLOWANCES | 6500
32 | 888 | SOLAR PANEL ARRAY (TYPE) | Each
33 | 888 | INVERTER/CHARGER | Each
34 | 888 | MPPT 60 AMP | Each
35 | 888 | CONNECTION CABLES | Lineal Meter
36 | 888 | CIRCUIT BREAKER | Each
37 | 888 | BATTERIES 12V 115 AH | Each
38 | 888 | MC4 | Each
Total Price ______________________________
Name Of the Bidder: _______________________________________________________ Sign Of the Bidder: ____________________________________________________

## PR-1 AT AVE. ASHFORD(5)
BID WORKSHEET REQUEST FOR SEALED PROPOSAL NUMBER 22J-08376 DESIGN, ACQUISITION AND INSTALLATION OF A BACK-UP SOLAR ENERGY SYSTEM OF SEVERAL TRAFFIC LIGHTS FOR THE DEPARTMENT OF TRANSPORTATION AND PUBLIC WORKS (DTOP FOR HIS ACRONYMS IN SPANISH)
LINE | SPEC | DESCRIPTION | QUANTITIES | BRAND | MODEL | WARRANTY | % PREFERENCE LAW | PRICE | DELIVERY TIME
PR-1 AT AVENIDA ASHFORD (DOS HERMANOS BRIDGE)
1 | N/A | PERFORM CIVIL AND ELECTRICAL DESIGN TO PROVIDE A PHOTOVOLTAIC POWER BACK-UP SYSTEM FOR THE TRAFFIC SIGNAL | Lump Sum
2 | 151 | MOBILIZATION | Lump Sum by Intersection
3 | 202 | REMOVAL OF STRUCTURES AND OBSTRUCTIONS | Lump Sum
4 | 635 | PREPA/LUMA DISTRIBUTION STANDARD K-3-7-1 | Each
5 | 635 | PREPA/LUMA DISTRIBUTION STANDARD URD 4 | Each
6 | 638 | CONSTRUCTION SIGNS | Square Meter
7 | 638 | DRUMS | Each
8 | 638 | FLASHING ARROW SIGNS | Daily
9 | 654 | MAINT & REMOVAL OF EXISTING TRAFFIC SIGNAL SYSTEM | Lump Sum
10 | 654 | STANDARD TRAFFIC SIGNAL HEAD 3-S-V LED | Each
11 | 654 | TRAFFIC SIGNAL HEAD STD 3-L-V LED CONFIGURATION | Each
12 | 654 | CONDUCTOR 5-NO. 14 AWG RHH | Lineal Meter
13 | 654 | ADVANCED TRAFFIC SIGNAL CONTROLLER ASSEMBLY (TS-2, TYPE 2) FULLY ACTUATED | Each
14 | 654 | 2 INCH PVC CONDUIT SCHEDULE 40 | Lineal Meter
15 | 654 | 4 INCH PVC CONDUIT SCHEDULE 40 | Lineal Meter
16 | 654 | CONDUCTOR CABLE NO. 6 AWG | Lineal Meter
17 | 654 | TRAFFIC COUNTS, ADJUSTMENT AND FINE TUNING | Lump Sum
18 | 654 | CONCRETE PULL BOX 30X30 | Each
19 | 654 | CONDUCTOR NO. 2 RHH COPPER XLP | Lineal Meter
20 | 654 | VIDEO IMAGE PROCESSOR | Each
21 | 654 | VIDEO SYSTEM COMMUNIUCATION MODULE | Each
22 | 654 | COAXIAL AND POWER CABLE | Lineal Meter
23 | 654 | VIDEO DETECTION CAMERA | Each
24 | 654 | VIDEO CAMERA SURGE SUPPRESOR | Each
25 | 654 | STANDARD LED TRAFFIC SIGNAL HEAD, 12" CONTINUOUS MOVEMENT | Each
26 | 654 | TRAFFIC SIGNAL SUPPORT MAST ARM TYPE 20’ | Each
27 | 654 | TRAFFIC SIGNAL SUPPORT MAST ARM TYPE 50’ | Each
28 | 654 | TRAFFIC SIGNAL SUPPORT MAST ARM TYPE 55’ | Each
29 | 654 | TRAFFIC SIGNAL SUPPORT MAST ARM TYPE 60’ | Each
30 | 661 | PROJECT FUNDING SIGN | Each
31 | 635, 931,932 | ALLOWANCES | 6500
32 | 888 | SOLAR PANEL ARRAY (TYPE) | Each
33 | 888 | INVERTER/CHARGER | Each
34 | 888 | MPPT 60 AMP | Each
35 | 888 | CONNECTION CABLES | Lineal Meter
36 | 888 | CIRCUIT BREAKER | Each
37 | 888 | BATTERIES 12V 115 AH | Each
38 | 888 | MC4 | Each
Total Price ______________________________
Name Of the Bidder: _______________________________________________________ Sign Of the Bidder: ____________________________________________________

## PR-1 AT AVE. DE DIEGO(6)
BID WORKSHEET REQUEST FOR SEALED PROPOSAL NUMBER 22J-08376 DESIGN, ACQUISITION AND INSTALLATION OF A BACK-UP SOLAR ENERGY SYSTEM OF SEVERAL TRAFFIC LIGHTS FOR THE DEPARTMENT OF TRANSPORTATION AND PUBLIC WORKS (DTOP FOR HIS ACRONYMS IN SPANISH)
LINE | SPEC | DESCRIPTION | QUANTITIES | BRAND | MODEL | WARRANTY | % PREFERENCE LAW | PRICE | DELIVERY TIME
PR-1 AT AVENIDA DE DIEGO
1 | N/A | PERFORM CIVIL AND ELECTRICAL DESIGN TO PROVIDE A PHOTOVOLTAIC POWER BACK-UP SYSTEM FOR THE TRAFFIC SIGNAL | Lump Sum
2 | 151 | MOBILIZATION | Lump Sum by Intersection
3 | 202 | REMOVAL OF STRUCTURES AND OBSTRUCTIONS | Lump Sum
4 | 635 | PREPA/LUMA DISTRIBUTION STANDARD K-3-7-1 | Each
5 | 635 | PREPA/LUMA DISTRIBUTION STANDARD URD 4 | Each
6 | 638 | CONSTRUCTION SIGNS | Square Meter
7 | 638 | DRUMS | Each
8 | 638 | FLASHING ARROW SIGNS | Daily
9 | 654 | MAINT & REMOVAL OF EXISTING TRAFFIC SIGNAL SYSTEM | Lump Sum
10 | 654 | STANDARD TRAFFIC SIGNAL HEAD 3-S-V LED | Each
11 | 654 | TRAFFIC SIGNAL HEAD STD 3-L-V LED CONFIGURATION | Each
12 | 654 | CONDUCTOR 5-NO. 14 AWG RHH | Lineal Meter
13 | 654 | ADVANCED TRAFFIC SIGNAL CONTROLLER ASSEMBLY (TS-2, TYPE 2) FULLY ACTUATED | Each
14 | 654 | 2 INCH PVC CONDUIT SCHEDULE 40 | Lineal Meter
15 | 654 | 4 INCH PVC CONDUIT SCHEDULE 40 | Lineal Meter
16 | 654 | CONDUCTOR CABLE NO. 6 AWG | Lineal Meter
17 | 654 | TRAFFIC COUNTS, ADJUSTMENT AND FINE TUNING | Lump Sum
18 | 654 | CONCRETE PULL BOX 30X30 | Each
19 | 654 | CONDUCTOR NO. 2 RHH COPPER XLP | Lineal Meter
20 | 654 | VIDEO IMAGE PROCESSOR | Each
21 | 654 | VIDEO SYSTEM COMMUNIUCATION MODULE | Each
22 | 654 | COAXIAL AND POWER CABLE | Lineal Meter
23 | 654 | VIDEO DETECTION CAMERA | Each
24 | 654 | VIDEO CAMERA SURGE SUPPRESOR | Each
25 | 654 | STANDARD LED TRAFFIC SIGNAL HEAD, 12" CONTINUOUS MOVEMENT | Each
26 | 654 | TRAFFIC SIGNAL SUPPORT MAST ARM TYPE 20’ | Each
27 | 654 | TRAFFIC SIGNAL SUPPORT MAST ARM TYPE 50’ | Each
28 | 654 | TRAFFIC SIGNAL SUPPORT MAST ARM TYPE 55’ | Each
29 | 654 | TRAFFIC SIGNAL SUPPORT MAST ARM TYPE 60’ | Each
30 | 661 | PROJECT FUNDING SIGN | Each
31 | 635, 931,932 | ALLOWANCES | 6500
32 | 888 | SOLAR PANEL ARRAY (TYPE) | Each
33 | 888 | INVERTER/CHARGER | Each
34 | 888 | MPPT 60 AMP | Each
35 | 888 | CONNECTION CABLES | Lineal Meter
36 | 888 | CIRCUIT BREAKER | Each
37 | 888 | BATTERIES 12V 115 AH | Each
38 | 888 | MC4 | Each
Total Price ______________________________
Name Of the Bidder: _______________________________________________________ Sign Of the Bidder: ____________________________________________________

## PR-23 AT AVE. LAS AMÉRICAS(7)
BID WORKSHEET REQUEST FOR SEALED PROPOSAL NUMBER 22J-08376 DESIGN, ACQUISITION AND INSTALLATION OF A BACK-UP SOLAR ENERGY SYSTEM OF SEVERAL TRAFFIC LIGHTS FOR THE DEPARTMENT OF TRANSPORTATION AND PUBLIC WORKS (DTOP FOR HIS ACRONYMS IN SPANISH)
LINE | SPEC | DESCRIPTION | QUANTITIES | BRAND | MODEL | WARRANTY | % PREFERENCE LAW | PRICE | DELIVERY TIME
PR-23 AT AVENIDA LAS AMÉRICAS
1 | N/A | PERFORM CIVIL AND ELECTRICAL DESIGN TO PROVIDE A PHOTOVOLTAIC POWER BACK-UP SYSTEM FOR THE TRAFFIC SIGNAL | Lump Sum
2 | 151 | MOBILIZATION | Lump Sum by Intersection
3 | 202 | REMOVAL OF STRUCTURES AND OBSTRUCTIONS | Lump Sum
4 | 635 | PREPA/LUMA DISTRIBUTION STANDARD K-3-7-1 | Each
5 | 635 | PREPA/LUMA DISTRIBUTION STANDARD URD 4 | Each
6 | 638 | CONSTRUCTION SIGNS | Square Meter
7 | 638 | DRUMS | Each
8 | 638 | FLASHING ARROW SIGNS | Daily
9 | 654 | MAINT & REMOVAL OF EXISTING TRAFFIC SIGNAL SYSTEM | Lump Sum
10 | 654 | STANDARD TRAFFIC SIGNAL HEAD 3-S-V LED | Each
11 | 654 | TRAFFIC SIGNAL HEAD STD 3-L-V LED CONFIGURATION | Each
12 | 654 | CONDUCTOR 5-NO. 14 AWG RHH | Lineal Meter
13 | 654 | ADVANCED TRAFFIC SIGNAL CONTROLLER ASSEMBLY (TS-2, TYPE 2) FULLY ACTUATED | Each
14 | 654 | 2 INCH PVC CONDUIT SCHEDULE 40 | Lineal Meter
15 | 654 | 4 INCH PVC CONDUIT SCHEDULE 40 | Lineal Meter
16 | 654 | CONDUCTOR CABLE NO. 6 AWG | Lineal Meter
17 | 654 | TRAFFIC COUNTS, ADJUSTMENT AND FINE TUNING | Lump Sum
18 | 654 | CONCRETE PULL BOX 30X30 | Each
19 | 654 | CONDUCTOR NO. 2 RHH COPPER XLP | Lineal Meter
20 | 654 | VIDEO IMAGE PROCESSOR | Each
21 | 654 | VIDEO SYSTEM COMMUNIUCATION MODULE | Each
22 | 654 | COAXIAL AND POWER CABLE | Lineal Meter
23 | 654 | VIDEO DETECTION CAMERA | Each
24 | 654 | VIDEO CAMERA SURGE SUPPRESOR | Each
25 | 654 | STANDARD LED TRAFFIC SIGNAL HEAD, 12" CONTINUOUS MOVEMENT | Each
26 | 654 | TRAFFIC SIGNAL SUPPORT MAST ARM TYPE 20’ | Each
27 | 654 | TRAFFIC SIGNAL SUPPORT MAST ARM TYPE 50’ | Each
28 | 654 | TRAFFIC SIGNAL SUPPORT MAST ARM TYPE 55’ | Each
29 | 654 | TRAFFIC SIGNAL SUPPORT MAST ARM TYPE 60’ | Each
30 | 661 | PROJECT FUNDING SIGN | Each
31 | 635, 931,932 | ALLOWANCES | 6500
32 | 888 | SOLAR PANEL ARRAY (TYPE) | Each
33 | 888 | INVERTER/CHARGER | Each
34 | 888 | MPPT 60 AMP | Each
35 | 888 | CONNECTION CABLES | Lineal Meter
36 | 888 | CIRCUIT BREAKER | Each
37 | 888 | BATTERIES 12V 115 AH | Each
38 | 888 | MC4 | Each
Total Price ______________________________
Name Of the Bidder: _______________________________________________________ Sign Of the Bidder: ____________________________________________________

## PR-23 AT AVE. DE DIEGO (8)
BID WORKSHEET REQUEST FOR SEALED PROPOSAL NUMBER 22J-08376 DESIGN, ACQUISITION AND INSTALLATION OF A BACK-UP SOLAR ENERGY SYSTEM OF SEVERAL TRAFFIC LIGHTS FOR THE DEPARTMENT OF TRANSPORTATION AND PUBLIC WORKS (DTOP FOR HIS ACRONYMS IN SPANISH)
LINE | SPEC | DESCRIPTION | QUANTITIES | BRAND | MODEL | WARRANTY | % PREFERENCE LAW | PRICE | DELIVERY TIME
PR-23 AT AVENIDA DE DIEGO
1 | N/A | PERFORM CIVIL AND ELECTRICAL DESIGN TO PROVIDE A PHOTOVOLTAIC POWER BACK-UP SYSTEM FOR THE TRAFFIC SIGNAL | Lump Sum
2 | 151 | MOBILIZATION | Lump Sum by Intersection
3 | 202 | REMOVAL OF STRUCTURES AND OBSTRUCTIONS | Lump Sum
4 | 635 | PREPA/LUMA DISTRIBUTION STANDARD K-3-7-1 | Each
5 | 635 | PREPA/LUMA DISTRIBUTION STANDARD URD 4 | Each
6 | 638 | CONSTRUCTION SIGNS | Square Meter
7 | 638 | DRUMS | Each
8 | 638 | FLASHING ARROW SIGNS | Daily
9 | 654 | MAINT & REMOVAL OF EXISTING TRAFFIC SIGNAL SYSTEM | Lump Sum
10 | 654 | STANDARD TRAFFIC SIGNAL HEAD 3-S-V LED | Each
11 | 654 | TRAFFIC SIGNAL HEAD STD 3-L-V LED CONFIGURATION | Each
12 | 654 | CONDUCTOR 5-NO. 14 AWG RHH | Lineal Meter
13 | 654 | ADVANCED TRAFFIC SIGNAL CONTROLLER ASSEMBLY (TS-2, TYPE 2) FULLY ACTUATED | Each
14 | 654 | 2 INCH PVC CONDUIT SCHEDULE 40 | Lineal Meter
15 | 654 | 4 INCH PVC CONDUIT SCHEDULE 40 | Lineal Meter
16 | 654 | CONDUCTOR CABLE NO. 6 AWG | Lineal Meter
17 | 654 | TRAFFIC COUNTS, ADJUSTMENT AND FINE TUNING | Lump Sum
18 | 654 | CONCRETE PULL BOX 30X30 | Each
19 | 654 | CONDUCTOR NO. 2 RHH COPPER XLP | Lineal Meter
20 | 654 | VIDEO IMAGE PROCESSOR | Each
21 | 654 | VIDEO SYSTEM COMMUNIUCATION MODULE | Each
22 | 654 | COAXIAL AND POWER CABLE | Lineal Meter
23 | 654 | VIDEO DETECTION CAMERA | Each
24 | 654 | VIDEO CAMERA SURGE SUPPRESOR | Each
25 | 654 | STANDARD LED TRAFFIC SIGNAL HEAD, 12" CONTINUOUS MOVEMENT | Each
26 | 654 | TRAFFIC SIGNAL SUPPORT MAST ARM TYPE 20’ | Each
27 | 654 | TRAFFIC SIGNAL SUPPORT MAST ARM TYPE 50’ | Each
28 | 654 | TRAFFIC SIGNAL SUPPORT MAST ARM TYPE 55’ | Each
29 | 654 | TRAFFIC SIGNAL SUPPORT MAST ARM TYPE 60’ | Each
30 | 661 | PROJECT FUNDING SIGN | Each
31 | 635, 931,932 | ALLOWANCES | 6500
32 | 888 | SOLAR PANEL ARRAY (TYPE) | Each
33 | 888 | INVERTER/CHARGER | Each
34 | 888 | MPPT 60 AMP | Each
35 | 888 | CONNECTION CABLES | Lineal Meter
36 | 888 | CIRCUIT BREAKER | Each
37 | 888 | BATTERIES 12V 115 AH | Each
38 | 888 | MC4 | Each
Total Price ______________________________
Name Of the Bidder: _______________________________________________________ Sign Of the Bidder: ____________________________________________________

## PR-17 AT AVE. DE DIEGO (9)
BID WORKSHEET REQUEST FOR SEALED PROPOSAL NUMBER 22J-08376 DESIGN, ACQUISITION AND INSTALLATION OF A BACK-UP SOLAR ENERGY SYSTEM OF SEVERAL TRAFFIC LIGHTS FOR THE DEPARTMENT OF TRANSPORTATION AND PUBLIC WORKS (DTOP FOR HIS ACRONYMS IN SPANISH)
LINE | SPEC | DESCRIPTION | QUANTITIES | BRAND | MODEL | WARRANTY | % PREFERENCE LAW | PRICE | DELIVERY TIME
PR-17 AT AVENIDA DE DIEGO
1 | N/A | PERFORM CIVIL AND ELECTRICAL DESIGN TO PROVIDE A PHOTOVOLTAIC POWER BACK-UP SYSTEM FOR THE TRAFFIC SIGNAL | Lump Sum
2 | 151 | MOBILIZATION | Lump Sum by Intersection
3 | 202 | REMOVAL OF STRUCTURES AND OBSTRUCTIONS | Lump Sum
4 | 635 | PREPA/LUMA DISTRIBUTION STANDARD K-3-7-1 | Each
5 | 635 | PREPA/LUMA DISTRIBUTION STANDARD URD 4 | Each
6 | 638 | CONSTRUCTION SIGNS | Square Meter
7 | 638 | DRUMS | Each
8 | 638 | FLASHING ARROW SIGNS | Daily
9 | 654 | MAINT & REMOVAL OF EXISTING TRAFFIC SIGNAL SYSTEM | Lump Sum
10 | 654 | STANDARD TRAFFIC SIGNAL HEAD 3-S-V LED | Each
11 | 654 | TRAFFIC SIGNAL HEAD STD 3-L-V LED CONFIGURATION | Each
12 | 654 | CONDUCTOR 5-NO. 14 AWG RHH | Lineal Meter
13 | 654 | ADVANCED TRAFFIC SIGNAL CONTROLLER ASSEMBLY (TS-2, TYPE 2) FULLY ACTUATED | Each
14 | 654 | 2 INCH PVC CONDUIT SCHEDULE 40 | Lineal Meter
15 | 654 | 4 INCH PVC CONDUIT SCHEDULE 40 | Lineal Meter
16 | 654 | CONDUCTOR CABLE NO. 6 AWG | Lineal Meter
17 | 654 | TRAFFIC COUNTS, ADJUSTMENT AND FINE TUNING | Lump Sum
18 | 654 | CONCRETE PULL BOX 30X30 | Each
19 | 654 | CONDUCTOR NO. 2 RHH COPPER XLP | Lineal Meter
20 | 654 | VIDEO IMAGE PROCESSOR | Each
21 | 654 | VIDEO SYSTEM COMMUNIUCATION MODULE | Each
22 | 654 | COAXIAL AND POWER CABLE | Lineal Meter
23 | 654 | VIDEO DETECTION CAMERA | Each
24 | 654 | VIDEO CAMERA SURGE SUPPRESOR | Each
25 | 654 | STANDARD LED TRAFFIC SIGNAL HEAD, 12" CONTINUOUS MOVEMENT | Each
26 | 654 | TRAFFIC SIGNAL SUPPORT MAST ARM TYPE 20’ | Each
27 | 654 | TRAFFIC SIGNAL SUPPORT MAST ARM TYPE 50’ | Each
28 | 654 | TRAFFIC SIGNAL SUPPORT MAST ARM TYPE 55’ | Each
29 | 654 | TRAFFIC SIGNAL SUPPORT MAST ARM TYPE 60’ | Each
30 | 661 | PROJECT FUNDING SIGN | Each
31 | 635, 931,932 | ALLOWANCES | 6500
32 | 888 | SOLAR PANEL ARRAY (TYPE) | Each
33 | 888 | INVERTER/CHARGER | Each
34 | 888 | MPPT 60 AMP | Each
35 | 888 | CONNECTION CABLES | Lineal Meter
36 | 888 | CIRCUIT BREAKER | Each
37 | 888 | BATTERIES 12V 115 AH | Each
38 | 888 | MC4 | Each
Total Price ______________________________
Name Of the Bidder: _______________________________________________________ Sign Of the Bidder: ____________________________________________________

## PR-21 AT AVE. DE DIEGO (10)
BID WORKSHEET REQUEST FOR SEALED PROPOSAL NUMBER 22J-08376 DESIGN, ACQUISITION AND INSTALLATION OF A BACK-UP SOLAR ENERGY SYSTEM OF SEVERAL TRAFFIC LIGHTS FOR THE DEPARTMENT OF TRANSPORTATION AND PUBLIC WORKS (DTOP FOR HIS ACRONYMS IN SPANISH)
LINE | SPEC | DESCRIPTION | QUANTITIES | BRAND | MODEL | WARRANTY | % PREFERENCE LAW | PRICE | DELIVERY TIME
PR-21 AT AVENIDA DE DIEGO
1 | N/A | PERFORM CIVIL AND ELECTRICAL DESIGN TO PROVIDE A PHOTOVOLTAIC POWER BACK-UP SYSTEM FOR THE TRAFFIC SIGNAL | Lump Sum
2 | 151 | MOBILIZATION | Lump Sum by Intersection
3 | 202 | REMOVAL OF STRUCTURES AND OBSTRUCTIONS | Lump Sum
4 | 635 | PREPA/LUMA DISTRIBUTION STANDARD K-3-7-1 | Each
5 | 635 | PREPA/LUMA DISTRIBUTION STANDARD URD 4 | Each
6 | 638 | CONSTRUCTION SIGNS | Square Meter
7 | 638 | DRUMS | Each
8 | 638 | FLASHING ARROW SIGNS | Daily
9 | 654 | MAINT & REMOVAL OF EXISTING TRAFFIC SIGNAL SYSTEM | Lump Sum
10 | 654 | STANDARD TRAFFIC SIGNAL HEAD 3-S-V LED | Each
11 | 654 | TRAFFIC SIGNAL HEAD STD 3-L-V LED CONFIGURATION | Each
12 | 654 | CONDUCTOR 5-NO. 14 AWG RHH | Lineal Meter
13 | 654 | ADVANCED TRAFFIC SIGNAL CONTROLLER ASSEMBLY (TS-2, TYPE 2) FULLY ACTUATED | Each
14 | 654 | 2 INCH PVC CONDUIT SCHEDULE 40 | Lineal Meter
15 | 654 | 4 INCH PVC CONDUIT SCHEDULE 40 | Lineal Meter
16 | 654 | CONDUCTOR CABLE NO. 6 AWG | Lineal Meter
17 | 654 | TRAFFIC COUNTS, ADJUSTMENT AND FINE TUNING | Lump Sum
18 | 654 | CONCRETE PULL BOX 30X30 | Each
19 | 654 | CONDUCTOR NO. 2 RHH COPPER XLP | Lineal Meter
20 | 654 | VIDEO IMAGE PROCESSOR | Each
21 | 654 | VIDEO SYSTEM COMMUNIUCATION MODULE | Each
22 | 654 | COAXIAL AND POWER CABLE | Lineal Meter
23 | 654 | VIDEO DETECTION CAMERA | Each
24 | 654 | VIDEO CAMERA SURGE SUPPRESOR | Each
25 | 654 | STANDARD LED TRAFFIC SIGNAL HEAD, 12" CONTINUOUS MOVEMENT | Each
26 | 654 | TRAFFIC SIGNAL SUPPORT MAST ARM TYPE 20’ | Each
27 | 654 | TRAFFIC SIGNAL SUPPORT MAST ARM TYPE 50’ | Each
28 | 654 | TRAFFIC SIGNAL SUPPORT MAST ARM TYPE 55’ | Each
29 | 654 | TRAFFIC SIGNAL SUPPORT MAST ARM TYPE 60’ | Each
30 | 661 | PROJECT FUNDING SIGN | Each
31 | 635, 931,932 | ALLOWANCES | 6500
32 | 888 | SOLAR PANEL ARRAY (TYPE) | Each
33 | 888 | INVERTER/CHARGER | Each
34 | 888 | MPPT 60 AMP | Each
35 | 888 | CONNECTION CABLES | Lineal Meter
36 | 888 | CIRCUIT BREAKER | Each
37 | 888 | BATTERIES 12V 115 AH | Each
38 | 888 | MC4 | Each
Total Price ______________________________
Name Of the Bidder: _______________________________________________________ Sign Of the Bidder: ____________________________________________________

## PR-3 AT CALLE YABOA REAL (11)
BID WORKSHEET REQUEST FOR SEALED PROPOSAL NUMBER 22J-08376 DESIGN, ACQUISITION AND INSTALLATION OF A BACK-UP SOLAR ENERGY SYSTEM OF SEVERAL TRAFFIC LIGHTS FOR THE DEPARTMENT OF TRANSPORTATION AND PUBLIC WORKS (DTOP FOR HIS ACRONYMS IN SPANISH)
LINE | SPEC | DESCRIPTION | QUANTITIES | BRAND | MODEL | WARRANTY | % PREFERENCE LAW | PRICE | DELIVERY TIME
PR-3 AT CALLE YABOA REAL
1 | N/A | PERFORM CIVIL AND ELECTRICAL DESIGN TO PROVIDE A PHOTOVOLTAIC POWER BACK-UP SYSTEM FOR THE TRAFFIC SIGNAL | Lump Sum
2 | 151 | MOBILIZATION | Lump Sum by Intersection
3 | 202 | REMOVAL OF STRUCTURES AND OBSTRUCTIONS | Lump Sum
4 | 638 | CONSTRUCTION SIGNS | Square Meter
5 | 638 | DRUMS | Each
6 | 638 | FLASHING ARROW SIGNS | Daily
7 | 654 | MAINT & REMOVAL OF EXISTING TRAFFIC SIGNAL SYSTEM | Lump Sum
8 | 654 | 2 INCH PVC CONDUIT SCHEDULE 40 | Lineal Meter
9 | 654 | 4 INCH PVC CONDUIT SCHEDULE 40 | Lineal Meter
10 | 654 | CONDUCTOR CABLE NO. 6 AWG | Lineal Meter
11 | 654 | CONCRETE PULL BOX 30X30 | Each
12 | 654 | CONDUCTOR NO. 2 RHH COPPER XLP | Lineal Meter
13 | 661 | PROJECT FUNDING SIGN | Each
14 | 635, 931,932 | ALLOWANCES | 6500
15 | 888 | SOLAR PANEL ARRAY (TYPE) | Each
16 | 888 | INVERTER/CHARGER | Each
17 | 888 | MPPT 60 AMP | Each
18 | 888 | CONNECTION CABLES | Lineal Meter
19 | 888 | CIRCUIT BREAKER | Each
20 | 888 | BATTERIES 12V 115 AH | Each
21 | 888 | MC4 | Each
Total Price ______________________________
Name Of the Bidder: _______________________________________________________ Sign Of the Bidder: ____________________________________________________

## PR-199 AT PR-52 (12)
BID WORKSHEET REQUEST FOR SEALED PROPOSAL NUMBER 22J-08376 DESIGN, ACQUISITION AND INSTALLATION OF A BACK-UP SOLAR ENERGY SYSTEM OF SEVERAL TRAFFIC LIGHTS FOR THE DEPARTMENT OF TRANSPORTATION AND PUBLIC WORKS (DTOP FOR HIS ACRONYMS IN SPANISH)
LINE | SPEC | DESCRIPTION | QUANTITIES | BRAND | MODEL | WARRANTY | % PREFERENCE LAW | PRICE | DELIVERY TIME
PR-199 AT PR-52
1 | N/A | PERFORM CIVIL AND ELECTRICAL DESIGN TO PROVIDE A PHOTOVOLTAIC POWER BACK-UP SYSTEM FOR THE TRAFFIC SIGNAL | Lump Sum
2 | 151 | MOBILIZATION | Lump Sum by Intersection
3 | 202 | REMOVAL OF STRUCTURES AND OBSTRUCTIONS | Lump Sum
4 | 635 | PREPA/LUMA DISTRIBUTION STANDARD K-3-7-1 | Each
5 | 635 | PREPA/LUMA DISTRIBUTION STANDARD URD 4 | Each
6 | 638 | CONSTRUCTION SIGNS | Square Meter
7 | 638 | DRUMS | Each
8 | 638 | FLASHING ARROW SIGNS | Daily
9 | 654 | MAINT & REMOVAL OF EXISTING TRAFFIC SIGNAL SYSTEM | Lump Sum
10 | 654 | STANDARD TRAFFIC SIGNAL HEAD 3-S-V LED | Each
11 | 654 | TRAFFIC SIGNAL HEAD STD 3-L-V LED CONFIGURATION | Each
12 | 654 | CONDUCTOR 5-NO. 14 AWG RHH | Lineal Meter
13 | 654 | ADVANCED TRAFFIC SIGNAL CONTROLLER ASSEMBLY (TS-2, TYPE 2) FULLY ACTUATED | Each
14 | 654 | 2 INCH PVC CONDUIT SCHEDULE 40 | Lineal Meter
15 | 654 | 4 INCH PVC CONDUIT SCHEDULE 40 | Lineal Meter
16 | 654 | CONDUCTOR CABLE NO. 6 AWG | Lineal Meter
17 | 654 | TRAFFIC COUNTS, ADJUSTMENT AND FINE TUNING | Lump Sum
18 | 654 | CONCRETE PULL BOX 30X30 | Each
19 | 654 | CONDUCTOR NO. 2 RHH COPPER XLP | Lineal Meter
20 | 654 | VIDEO IMAGE PROCESSOR | Each
21 | 654 | VIDEO SYSTEM COMMUNIUCATION MODULE | Each
22 | 654 | COAXIAL AND POWER CABLE | Lineal Meter
23 | 654 | VIDEO DETECTION CAMERA | Each
24 | 654 | VIDEO CAMERA SURGE SUPPRESOR | Each
25 | 654 | STANDARD LED TRAFFIC SIGNAL HEAD, 12" CONTINUOUS MOVEMENT | Each
26 | 654 | TRAFFIC SIGNAL SUPPORT MAST ARM TYPE 20’ | Each
27 | 654 | TRAFFIC SIGNAL SUPPORT MAST ARM TYPE 50’ | Each
28 | 654 | TRAFFIC SIGNAL SUPPORT MAST ARM TYPE 55’ | Each
29 | 654 | TRAFFIC SIGNAL SUPPORT MAST ARM TYPE 60’ | Each
30 | 661 | PROJECT FUNDING SIGN | Each
31 | 635, 931,932 | ALLOWANCES | 6500
32 | 888 | SOLAR PANEL ARRAY (TYPE) | Each
33 | 888 | INVERTER/CHARGER | Each
34 | 888 | MPPT 60 AMP | Each
35 | 888 | CONNECTION CABLES | Lineal Meter
36 | 888 | CIRCUIT BREAKER | Each
37 | 888 | BATTERIES 12V 115 AH | Each
38 | 888 | MC4 | Each
Total Price ______________________________
Name Of the Bidder: _______________________________________________________ Sign Of the Bidder: ____________________________________________________

## PR-177 AT PR-52 (13)
BID WORKSHEET REQUEST FOR SEALED PROPOSAL NUMBER 22J-08376 DESIGN, ACQUISITION AND INSTALLATION OF A BACK-UP SOLAR ENERGY SYSTEM OF SEVERAL TRAFFIC LIGHTS FOR THE DEPARTMENT OF TRANSPORTATION AND PUBLIC WORKS (DTOP FOR HIS ACRONYMS IN SPANISH)
LINE | SPEC | DESCRIPTION | QUANTITIES | BRAND | MODEL | WARRANTY | % PREFERENCE LAW | PRICE | DELIVERY TIME
PR-177 AT PR-52
1 | N/A | PERFORM CIVIL AND ELECTRICAL DESIGN TO PROVIDE A PHOTOVOLTAIC POWER BACK-UP SYSTEM FOR THE TRAFFIC SIGNAL | Lump Sum
2 | 151 | MOBILIZATION | Lump Sum by Intersection
3 | 202 | REMOVAL OF STRUCTURES AND OBSTRUCTIONS | Lump Sum
4 | 635 | PREPA/LUMA DISTRIBUTION STANDARD K-3-7-1 | Each
5 | 635 | PREPA/LUMA DISTRIBUTION STANDARD URD 4 | Each
6 | 638 | CONSTRUCTION SIGNS | Square Meter
7 | 638 | DRUMS | Each
8 | 638 | FLASHING ARROW SIGNS | Daily
9 | 654 | MAINT & REMOVAL OF EXISTING TRAFFIC SIGNAL SYSTEM | Lump Sum
10 | 654 | STANDARD TRAFFIC SIGNAL HEAD 3-S-V LED | Each
11 | 654 | TRAFFIC SIGNAL HEAD STD 3-L-V LED CONFIGURATION | Each
12 | 654 | CONDUCTOR 5-NO. 14 AWG RHH | Lineal Meter
13 | 654 | ADVANCED TRAFFIC SIGNAL CONTROLLER ASSEMBLY (TS-2, TYPE 2) FULLY ACTUATED | Each
14 | 654 | 2 INCH PVC CONDUIT SCHEDULE 40 | Lineal Meter
15 | 654 | 4 INCH PVC CONDUIT SCHEDULE 40 | Lineal Meter
16 | 654 | CONDUCTOR CABLE NO. 6 AWG | Lineal Meter
17 | 654 | TRAFFIC COUNTS, ADJUSTMENT AND FINE TUNING | Lump Sum
18 | 654 | CONCRETE PULL BOX 30X30 | Each
19 | 654 | CONDUCTOR NO. 2 RHH COPPER XLP | Lineal Meter
20 | 654 | VIDEO IMAGE PROCESSOR | Each
21 | 654 | VIDEO SYSTEM COMMUNIUCATION MODULE | Each
22 | 654 | COAXIAL AND POWER CABLE | Lineal Meter
23 | 654 | VIDEO DETECTION CAMERA | Each
24 | 654 | VIDEO CAMERA SURGE SUPPRESOR | Each
25 | 654 | STANDARD LED TRAFFIC SIGNAL HEAD, 12" CONTINUOUS MOVEMENT | Each
26 | 654 | TRAFFIC SIGNAL SUPPORT MAST ARM TYPE 20’ | Each
27 | 654 | TRAFFIC SIGNAL SUPPORT MAST ARM TYPE 50’ | Each
28 | 654 | TRAFFIC SIGNAL SUPPORT MAST ARM TYPE 55’ | Each
29 | 654 | TRAFFIC SIGNAL SUPPORT MAST ARM TYPE 60’ | Each
30 | 661 | PROJECT FUNDING SIGN | Each
31 | 635, 931,932 | ALLOWANCES | 6500
32 | 888 | SOLAR PANEL ARRAY (TYPE) | Each
33 | 888 | INVERTER/CHARGER | Each
34 | 888 | MPPT 60 AMP | Each
35 | 888 | CONNECTION CABLES | Lineal Meter
36 | 888 | CIRCUIT BREAKER | Each
37 | 888 | BATTERIES 12V 115 AH | Each
38 | 888 | MC4 | Each
Total Price ______________________________
Name Of the Bidder: _______________________________________________________ Sign Of the Bidder: ____________________________________________________

## PR-199 AT AVE. LOS PASEOS(14)
BID WORKSHEET REQUEST FOR SEALED PROPOSAL NUMBER 22J-08376 DESIGN, ACQUISITION AND INSTALLATION OF A BACK-UP SOLAR ENERGY SYSTEM OF SEVERAL TRAFFIC LIGHTS FOR THE DEPARTMENT OF TRANSPORTATION AND PUBLIC WORKS (DTOP FOR HIS ACRONYMS IN SPANISH)
LINE | SPEC | DESCRIPTION | QUANTITIES | BRAND | MODEL | WARRANTY | % PREFERENCE LAW | PRICE | DELIVERY TIME
PR-199 AT AVENIDA LOS PASEOS
1 | N/A | PERFORM CIVIL AND ELECTRICAL DESIGN TO PROVIDE A PHOTOVOLTAIC POWER BACK-UP SYSTEM FOR THE TRAFFIC SIGNAL | Lump Sum
2 | 151 | MOBILIZATION | Lump Sum by Intersection
3 | 202 | REMOVAL OF STRUCTURES AND OBSTRUCTIONS | Lump Sum
4 | 635 | PREPA/LUMA DISTRIBUTION STANDARD K-3-7-1 | Each
5 | 635 | PREPA/LUMA DISTRIBUTION STANDARD URD 4 | Each
6 | 638 | CONSTRUCTION SIGNS | Square Meter
7 | 638 | DRUMS | Each
8 | 638 | FLASHING ARROW SIGNS | Daily
9 | 654 | MAINT & REMOVAL OF EXISTING TRAFFIC SIGNAL SYSTEM | Lump Sum
10 | 654 | STANDARD TRAFFIC SIGNAL HEAD 3-S-V LED | Each
11 | 654 | TRAFFIC SIGNAL HEAD STD 3-L-V LED CONFIGURATION | Each
12 | 654 | CONDUCTOR 5-NO. 14 AWG RHH | Lineal Meter
13 | 654 | ADVANCED TRAFFIC SIGNAL CONTROLLER ASSEMBLY (TS-2, TYPE 2) FULLY ACTUATED | Each
14 | 654 | 2 INCH PVC CONDUIT SCHEDULE 40 | Lineal Meter
15 | 654 | 4 INCH PVC CONDUIT SCHEDULE 40 | Lineal Meter
16 | 654 | CONDUCTOR CABLE NO. 6 AWG | Lineal Meter
17 | 654 | TRAFFIC COUNTS, ADJUSTMENT AND FINE TUNING | Lump Sum
18 | 654 | CONCRETE PULL BOX 30X30 | Each
19 | 654 | CONDUCTOR NO. 2 RHH COPPER XLP | Lineal Meter
20 | 654 | VIDEO IMAGE PROCESSOR | Each
21 | 654 | VIDEO SYSTEM COMMUNIUCATION MODULE | Each
22 | 654 | COAXIAL AND POWER CABLE | Lineal Meter
23 | 654 | VIDEO DETECTION CAMERA | Each
24 | 654 | VIDEO CAMERA SURGE SUPPRESOR | Each
25 | 654 | STANDARD LED TRAFFIC SIGNAL HEAD, 12" CONTINUOUS MOVEMENT | Each
26 | 654 | TRAFFIC SIGNAL SUPPORT MAST ARM TYPE 20’ | Each
27 | 654 | TRAFFIC SIGNAL SUPPORT MAST ARM TYPE 50’ | Each
28 | 654 | TRAFFIC SIGNAL SUPPORT MAST ARM TYPE 55’ | Each
29 | 654 | TRAFFIC SIGNAL SUPPORT MAST ARM TYPE 60’ | Each
30 | 661 | PROJECT FUNDING SIGN | Each
31 | 635, 931,932 | ALLOWANCES | 6500
32 | 888 | SOLAR PANEL ARRAY (TYPE) | Each
33 | 888 | INVERTER/CHARGER | Each
34 | 888 | MPPT 60 AMP | Each
35 | 888 | CONNECTION CABLES | Lineal Meter
36 | 888 | CIRCUIT BREAKER | Each
37 | 888 | BATTERIES 12V 115 AH | Each
38 | 888 | MC4 | Each
Total Price ______________________________
Name Of the Bidder: _______________________________________________________ Sign Of the Bidder: ____________________________________________________

## PR-17 AT AVE. SAN PATRICIO(15)
BID WORKSHEET REQUEST FOR SEALED PROPOSAL NUMBER 22J-08376 DESIGN, ACQUISITION AND INSTALLATION OF A BACK-UP SOLAR ENERGY SYSTEM OF SEVERAL TRAFFIC LIGHTS FOR THE DEPARTMENT OF TRANSPORTATION AND PUBLIC WORKS (DTOP FOR HIS ACRONYMS IN SPANISH)
LINE | SPEC | DESCRIPTION | QUANTITIES | BRAND | MODEL | WARRANTY | % PREFERENCE LAW | PRICE | DELIVERY TIME
PR-17 AT AVENIDA SAN PATRICIO
1 | N/A | PERFORM CIVIL AND ELECTRICAL DESIGN TO PROVIDE A PHOTOVOLTAIC POWER BACK-UP SYSTEM FOR THE TRAFFIC SIGNAL | Lump Sum
2 | 151 | MOBILIZATION | Lump Sum by Intersection
3 | 202 | REMOVAL OF STRUCTURES AND OBSTRUCTIONS | Lump Sum
4 | 635 | PREPA/LUMA DISTRIBUTION STANDARD K-3-7-1 | Each
5 | 635 | PREPA/LUMA DISTRIBUTION STANDARD URD 4 | Each
6 | 638 | CONSTRUCTION SIGNS | Square Meter
7 | 638 | DRUMS | Each
8 | 638 | FLASHING ARROW SIGNS | Daily
9 | 654 | MAINT & REMOVAL OF EXISTING TRAFFIC SIGNAL SYSTEM | Lump Sum
10 | 654 | STANDARD TRAFFIC SIGNAL HEAD 3-S-V LED | Each
11 | 654 | TRAFFIC SIGNAL HEAD STD 3-L-V LED CONFIGURATION | Each
12 | 654 | CONDUCTOR 5-NO. 14 AWG RHH | Lineal Meter
13 | 654 | ADVANCED TRAFFIC SIGNAL CONTROLLER ASSEMBLY (TS-2, TYPE 2) FULLY ACTUATED | Each
14 | 654 | 2 INCH PVC CONDUIT SCHEDULE 40 | Lineal Meter
15 | 654 | 4 INCH PVC CONDUIT SCHEDULE 40 | Lineal Meter
16 | 654 | CONDUCTOR CABLE NO. 6 AWG | Lineal Meter
17 | 654 | TRAFFIC COUNTS, ADJUSTMENT AND FINE TUNING | Lump Sum
18 | 654 | CONCRETE PULL BOX 30X30 | Each
19 | 654 | CONDUCTOR NO. 2 RHH COPPER XLP | Lineal Meter
20 | 654 | VIDEO IMAGE PROCESSOR | Each
21 | 654 | VIDEO SYSTEM COMMUNIUCATION MODULE | Each
22 | 654 | COAXIAL AND POWER CABLE | Lineal Meter
23 | 654 | VIDEO DETECTION CAMERA | Each
24 | 654 | VIDEO CAMERA SURGE SUPPRESOR | Each
25 | 654 | STANDARD LED TRAFFIC SIGNAL HEAD, 12" CONTINUOUS MOVEMENT | Each
26 | 654 | TRAFFIC SIGNAL SUPPORT MAST ARM TYPE 20’ | Each
27 | 654 | TRAFFIC SIGNAL SUPPORT MAST ARM TYPE 50’ | Each
28 | 654 | TRAFFIC SIGNAL SUPPORT MAST ARM TYPE 55’ | Each
29 | 654 | TRAFFIC SIGNAL SUPPORT MAST ARM TYPE 60’ | Each
30 | 661 | PROJECT FUNDING SIGN | Each
31 | 635, 931,932 | ALLOWANCES | 6500
32 | 888 | SOLAR PANEL ARRAY (TYPE) | Each
33 | 888 | INVERTER/CHARGER | Each
34 | 888 | MPPT 60 AMP | Each
35 | 888 | CONNECTION CABLES | Lineal Meter
36 | 888 | CIRCUIT BREAKER | Each
37 | 888 | BATTERIES 12V 115 AH | Each
38 | 888 | MC4 | Each
Total Price ______________________________
Name Of the Bidder: _______________________________________________________ Sign Of the Bidder: ____________________________________________________

## PR-177 AT AVE RAMÍREZ DE AR(16)
BID WORKSHEET REQUEST FOR SEALED PROPOSAL NUMBER 22J-08376 DESIGN, ACQUISITION AND INSTALLATION OF A BACK-UP SOLAR ENERGY SYSTEM OF SEVERAL TRAFFIC LIGHTS FOR THE DEPARTMENT OF TRANSPORTATION AND PUBLIC WORKS (DTOP FOR HIS ACRONYMS IN SPANISH)
LINE | SPEC | DESCRIPTION | QUANTITIES | BRAND | MODEL | WARRANTY | % PREFERENCE LAW | PRICE | DELIVERY TIME
PR-177 AT AVENIDA RAMÍREZ DE ARRELLANO
1 | N/A | PERFORM CIVIL AND ELECTRICAL DESIGN TO PROVIDE A PHOTOVOLTAIC POWER BACK-UP SYSTEM FOR THE TRAFFIC SIGNAL | Lump Sum
2 | 151 | MOBILIZATION | Lump Sum by Intersection
3 | 202 | REMOVAL OF STRUCTURES AND OBSTRUCTIONS | Lump Sum
4 | 635 | PREPA/LUMA DISTRIBUTION STANDARD K-3-7-1 | Each
5 | 635 | PREPA/LUMA DISTRIBUTION STANDARD URD 4 | Each
6 | 638 | CONSTRUCTION SIGNS | Square Meter
7 | 638 | DRUMS | Each
8 | 638 | FLASHING ARROW SIGNS | Daily
9 | 654 | MAINT & REMOVAL OF EXISTING TRAFFIC SIGNAL SYSTEM | Lump Sum
10 | 654 | STANDARD TRAFFIC SIGNAL HEAD 3-S-V LED | Each
11 | 654 | TRAFFIC SIGNAL HEAD STD 3-L-V LED CONFIGURATION | Each
12 | 654 | CONDUCTOR 5-NO. 14 AWG RHH | Lineal Meter
13 | 654 | ADVANCED TRAFFIC SIGNAL CONTROLLER ASSEMBLY (TS-2, TYPE 2) FULLY ACTUATED | Each
14 | 654 | 2 INCH PVC CONDUIT SCHEDULE 40 | Lineal Meter
15 | 654 | 4 INCH PVC CONDUIT SCHEDULE 40 | Lineal Meter
16 | 654 | CONDUCTOR CABLE NO. 6 AWG | Lineal Meter
17 | 654 | TRAFFIC COUNTS, ADJUSTMENT AND FINE TUNING | Lump Sum
18 | 654 | CONCRETE PULL BOX 30X30 | Each
19 | 654 | CONDUCTOR NO. 2 RHH COPPER XLP | Lineal Meter
20 | 654 | VIDEO IMAGE PROCESSOR | Each
21 | 654 | VIDEO SYSTEM COMMUNIUCATION MODULE | Each
22 | 654 | COAXIAL AND POWER CABLE | Lineal Meter
23 | 654 | VIDEO DETECTION CAMERA | Each
24 | 654 | VIDEO CAMERA SURGE SUPPRESOR | Each
25 | 654 | STANDARD LED TRAFFIC SIGNAL HEAD, 12" CONTINUOUS MOVEMENT | Each
26 | 654 | TRAFFIC SIGNAL SUPPORT MAST ARM TYPE 20’ | Each
27 | 654 | TRAFFIC SIGNAL SUPPORT MAST ARM TYPE 50’ | Each
28 | 654 | TRAFFIC SIGNAL SUPPORT MAST ARM TYPE 55’ | Each
29 | 654 | TRAFFIC SIGNAL SUPPORT MAST ARM TYPE 60’ | Each
30 | 661 | PROJECT FUNDING SIGN | Each
31 | 635, 931,932 | ALLOWANCES | 6500
32 | 888 | SOLAR PANEL ARRAY (TYPE) | Each
33 | 888 | INVERTER/CHARGER | Each
34 | 888 | MPPT 60 AMP | Each
35 | 888 | CONNECTION CABLES | Lineal Meter
36 | 888 | CIRCUIT BREAKER | Each
37 | 888 | BATTERIES 12V 115 AH | Each
38 | 888 | MC4 | Each
Total Price ______________________________
Name Of the Bidder: _______________________________________________________ Sign Of the Bidder: ____________________________________________________

## PR-177 AT PR-838(17)
BID WORKSHEET REQUEST FOR SEALED PROPOSAL NUMBER 22J-08376 DESIGN, ACQUISITION AND INSTALLATION OF A BACK-UP SOLAR ENERGY SYSTEM OF SEVERAL TRAFFIC LIGHTS FOR THE DEPARTMENT OF TRANSPORTATION AND PUBLIC WORKS (DTOP FOR HIS ACRONYMS IN SPANISH)
LINE | SPEC | DESCRIPTION | QUANTITIES | BRAND | MODEL | WARRANTY | % PREFERENCE LAW | PRICE | DELIVERY TIME
PR-177 AT PR-838
1 | N/A | PERFORM CIVIL AND ELECTRICAL DESIGN TO PROVIDE A PHOTOVOLTAIC POWER BACK-UP SYSTEM FOR THE TRAFFIC SIGNAL | Lump Sum
2 | 151 | MOBILIZATION | Lump Sum by Intersection
3 | 202 | REMOVAL OF STRUCTURES AND OBSTRUCTIONS | Lump Sum
4 | 635 | PREPA/LUMA DISTRIBUTION STANDARD K-3-7-1 | Each
5 | 635 | PREPA/LUMA DISTRIBUTION STANDARD URD 4 | Each
6 | 638 | CONSTRUCTION SIGNS | Square Meter
7 | 638 | DRUMS | Each
8 | 638 | FLASHING ARROW SIGNS | Daily
9 | 654 | MAINT & REMOVAL OF EXISTING TRAFFIC SIGNAL SYSTEM | Lump Sum
10 | 654 | STANDARD TRAFFIC SIGNAL HEAD 3-S-V LED | Each
11 | 654 | TRAFFIC SIGNAL HEAD STD 3-L-V LED CONFIGURATION | Each
12 | 654 | CONDUCTOR 5-NO. 14 AWG RHH | Lineal Meter
13 | 654 | ADVANCED TRAFFIC SIGNAL CONTROLLER ASSEMBLY (TS-2, TYPE 2) FULLY ACTUATED | Each
14 | 654 | 2 INCH PVC CONDUIT SCHEDULE 40 | Lineal Meter
15 | 654 | 4 INCH PVC CONDUIT SCHEDULE 40 | Lineal Meter
16 | 654 | CONDUCTOR CABLE NO. 6 AWG | Lineal Meter
17 | 654 | TRAFFIC COUNTS, ADJUSTMENT AND FINE TUNING | Lump Sum
18 | 654 | CONCRETE PULL BOX 30X30 | Each
19 | 654 | CONDUCTOR NO. 2 RHH COPPER XLP | Lineal Meter
20 | 654 | VIDEO IMAGE PROCESSOR | Each
21 | 654 | VIDEO SYSTEM COMMUNIUCATION MODULE | Each
22 | 654 | COAXIAL AND POWER CABLE | Lineal Meter
23 | 654 | VIDEO DETECTION CAMERA | Each
24 | 654 | VIDEO CAMERA SURGE SUPPRESOR | Each
25 | 654 | STANDARD LED TRAFFIC SIGNAL HEAD, 12" CONTINUOUS MOVEMENT | Each
26 | 654 | TRAFFIC SIGNAL SUPPORT MAST ARM TYPE 20’ | Each
27 | 654 | TRAFFIC SIGNAL SUPPORT MAST ARM TYPE 50’ | Each
28 | 654 | TRAFFIC SIGNAL SUPPORT MAST ARM TYPE 55’ | Each
29 | 654 | TRAFFIC SIGNAL SUPPORT MAST ARM TYPE 60’ | Each
30 | 661 | PROJECT FUNDING SIGN | Each
31 | 635, 931,932 | ALLOWANCES | 6500
32 | 888 | SOLAR PANEL ARRAY (TYPE) | Each
33 | 888 | INVERTER/CHARGER | Each
34 | 888 | MPPT 60 AMP | Each
35 | 888 | CONNECTION CABLES | Lineal Meter
36 | 888 | CIRCUIT BREAKER | Each
37 | 888 | BATTERIES 12V 115 AH | Each
38 | 888 | MC4 | Each
Total Price ______________________________
Name Of the Bidder: _______________________________________________________ Sign Of the Bidder: ____________________________________________________

## PR-199 AT BELLAS ARTES (18)
BID WORKSHEET REQUEST FOR SEALED PROPOSAL NUMBER 22J-08376 DESIGN, ACQUISITION AND INSTALLATION OF A BACK-UP SOLAR ENERGY SYSTEM OF SEVERAL TRAFFIC LIGHTS FOR THE DEPARTMENT OF TRANSPORTATION AND PUBLIC WORKS (DTOP FOR HIS ACRONYMS IN SPANISH)
LINE | SPEC | DESCRIPTION | QUANTITIES | BRAND | MODEL | WARRANTY | % PREFERENCE LAW | PRICE | DELIVERY TIME
PR-199 AT BELLAS ARTES
1 | N/A | PERFORM CIVIL AND ELECTRICAL DESIGN TO PROVIDE A PHOTOVOLTAIC POWER BACK-UP SYSTEM FOR THE TRAFFIC SIGNAL | Lump Sum
2 | 151 | MOBILIZATION | Lump Sum by Intersection
3 | 202 | REMOVAL OF STRUCTURES AND OBSTRUCTIONS | Lump Sum
4 | 635 | PREPA/LUMA DISTRIBUTION STANDARD K-3-7-1 | Each
5 | 635 | PREPA/LUMA DISTRIBUTION STANDARD URD 4 | Each
6 | 638 | CONSTRUCTION SIGNS | Square Meter
7 | 638 | DRUMS | Each
8 | 638 | FLASHING ARROW SIGNS | Daily
9 | 654 | MAINT & REMOVAL OF EXISTING TRAFFIC SIGNAL SYSTEM | Lump Sum
10 | 654 | STANDARD TRAFFIC SIGNAL HEAD 3-S-V LED | Each
11 | 654 | TRAFFIC SIGNAL HEAD STD 3-L-V LED CONFIGURATION | Each
12 | 654 | CONDUCTOR 5-NO. 14 AWG RHH | Lineal Meter
13 | 654 | ADVANCED TRAFFIC SIGNAL CONTROLLER ASSEMBLY (TS-2, TYPE 2) FULLY ACTUATED | Each
14 | 654 | 2 INCH PVC CONDUIT SCHEDULE 40 | Lineal Meter
15 | 654 | 4 INCH PVC CONDUIT SCHEDULE 40 | Lineal Meter
16 | 654 | CONDUCTOR CABLE NO. 6 AWG | Lineal Meter
17 | 654 | TRAFFIC COUNTS, ADJUSTMENT AND FINE TUNING | Lump Sum
18 | 654 | CONCRETE PULL BOX 30X30 | Each
19 | 654 | CONDUCTOR NO. 2 RHH COPPER XLP | Lineal Meter
20 | 654 | VIDEO IMAGE PROCESSOR | Each
21 | 654 | VIDEO SYSTEM COMMUNIUCATION MODULE | Each
22 | 654 | COAXIAL AND POWER CABLE | Lineal Meter
23 | 654 | VIDEO DETECTION CAMERA | Each
24 | 654 | VIDEO CAMERA SURGE SUPPRESOR | Each
25 | 654 | STANDARD LED TRAFFIC SIGNAL HEAD, 12" CONTINUOUS MOVEMENT | Each
26 | 654 | TRAFFIC SIGNAL SUPPORT MAST ARM TYPE 20’ | Each
27 | 654 | TRAFFIC SIGNAL SUPPORT MAST ARM TYPE 50’ | Each
28 | 654 | TRAFFIC SIGNAL SUPPORT MAST ARM TYPE 55’ | Each
29 | 654 | TRAFFIC SIGNAL SUPPORT MAST ARM TYPE 60’ | Each
30 | 661 | PROJECT FUNDING SIGN | Each
31 | 635, 931,932 | ALLOWANCES | 6500
32 | 888 | SOLAR PANEL ARRAY (TYPE) | Each
33 | 888 | INVERTER/CHARGER | Each
34 | 888 | MPPT 60 AMP | Each
35 | 888 | CONNECTION CABLES | Lineal Meter
36 | 888 | CIRCUIT BREAKER | Each
37 | 888 | BATTERIES 12V 115 AH | Each
38 | 888 | MC4 | Each
Total Price ______________________________
Name Of the Bidder: _______________________________________________________ Sign Of the Bidder: ____________________________________________________

## PR-5 AT AVE. BOBBY CAPÓ(19)
BID WORKSHEET REQUEST FOR SEALED PROPOSAL NUMBER 22J-08376 DESIGN, ACQUISITION AND INSTALLATION OF A BACK-UP SOLAR ENERGY SYSTEM OF SEVERAL TRAFFIC LIGHTS FOR THE DEPARTMENT OF TRANSPORTATION AND PUBLIC WORKS (DTOP FOR HIS ACRONYMS IN SPANISH)
LINE | SPEC | DESCRIPTION | QUANTITIES | BRAND | MODEL | WARRANTY | % PREFERENCE LAW | PRICE | DELIVERY TIME
PR-5 AT AVENIDA BOBBY CAPÓ
1 | N/A | PERFORM CIVIL AND ELECTRICAL DESIGN TO PROVIDE A PHOTOVOLTAIC POWER BACK-UP SYSTEM FOR THE TRAFFIC SIGNAL | Lump Sum
2 | 151 | MOBILIZATION | Lump Sum by Intersection
3 | 202 | REMOVAL OF STRUCTURES AND OBSTRUCTIONS | Lump Sum
4 | 635 | PREPA/LUMA DISTRIBUTION STANDARD K-3-7-1 | Each
5 | 635 | PREPA/LUMA DISTRIBUTION STANDARD URD 4 | Each
6 | 638 | CONSTRUCTION SIGNS | Square Meter
7 | 638 | DRUMS | Each
8 | 638 | FLASHING ARROW SIGNS | Daily
9 | 654 | MAINT & REMOVAL OF EXISTING TRAFFIC SIGNAL SYSTEM | Lump Sum
10 | 654 | STANDARD TRAFFIC SIGNAL HEAD 3-S-V LED | Each
11 | 654 | TRAFFIC SIGNAL HEAD STD 3-L-V LED CONFIGURATION | Each
12 | 654 | CONDUCTOR 5-NO. 14 AWG RHH | Lineal Meter
13 | 654 | ADVANCED TRAFFIC SIGNAL CONTROLLER ASSEMBLY (TS-2, TYPE 2) FULLY ACTUATED | Each
14 | 654 | 2 INCH PVC CONDUIT SCHEDULE 40 | Lineal Meter
15 | 654 | 4 INCH PVC CONDUIT SCHEDULE 40 | Lineal Meter
16 | 654 | CONDUCTOR CABLE NO. 6 AWG | Lineal Meter
17 | 654 | TRAFFIC COUNTS, ADJUSTMENT AND FINE TUNING | Lump Sum
18 | 654 | CONCRETE PULL BOX 30X30 | Each
19 | 654 | CONDUCTOR NO. 2 RHH COPPER XLP | Lineal Meter
20 | 654 | VIDEO IMAGE PROCESSOR | Each
21 | 654 | VIDEO SYSTEM COMMUNIUCATION MODULE | Each
22 | 654 | COAXIAL AND POWER CABLE | Lineal Meter
23 | 654 | VIDEO DETECTION CAMERA | Each
24 | 654 | VIDEO CAMERA SURGE SUPPRESOR | Each
25 | 654 | STANDARD LED TRAFFIC SIGNAL HEAD, 12" CONTINUOUS MOVEMENT | Each
26 | 654 | TRAFFIC SIGNAL SUPPORT MAST ARM TYPE 20’ | Each
27 | 654 | TRAFFIC SIGNAL SUPPORT MAST ARM TYPE 50’ | Each
28 | 654 | TRAFFIC SIGNAL SUPPORT MAST ARM TYPE 55’ | Each
29 | 654 | TRAFFIC SIGNAL SUPPORT MAST ARM TYPE 60’ | Each
30 | 661 | PROJECT FUNDING SIGN | Each
31 | 635, 931,932 | ALLOWANCES | 6500
32 | 888 | SOLAR PANEL ARRAY (TYPE) | Each
33 | 888 | INVERTER/CHARGER | Each
34 | 888 | MPPT 60 AMP | Each
35 | 888 | CONNECTION CABLES | Lineal Meter
36 | 888 | CIRCUIT BREAKER | Each
37 | 888 | BATTERIES 12V 115 AH | Each
38 | 888 | MC4 | Each
Total Price ______________________________
Name Of the Bidder: _______________________________________________________ Sign Of the Bidder: ____________________________________________________

## PR-167 AT PR-861(20)
BID WORKSHEET REQUEST FOR SEALED PROPOSAL NUMBER 22J-08376 DESIGN, ACQUISITION AND INSTALLATION OF A BACK-UP SOLAR ENERGY SYSTEM OF SEVERAL TRAFFIC LIGHTS FOR THE DEPARTMENT OF TRANSPORTATION AND PUBLIC WORKS (DTOP FOR HIS ACRONYMS IN SPANISH)
LINE | SPEC | DESCRIPTION | QUANTITIES | BRAND | MODEL | WARRANTY | % PREFERENCE LAW | PRICE | DELIVERY TIME
PR-167 AT PR-861
1 | N/A | PERFORM CIVIL AND ELECTRICAL DESIGN TO PROVIDE A PHOTOVOLTAIC POWER BACK-UP SYSTEM FOR THE TRAFFIC SIGNAL | Lump Sum
2 | 151 | MOBILIZATION | Lump Sum by Intersection
3 | 202 | REMOVAL OF STRUCTURES AND OBSTRUCTIONS | Lump Sum
4 | 635 | PREPA/LUMA DISTRIBUTION STANDARD K-3-7-1 | Each
5 | 635 | PREPA/LUMA DISTRIBUTION STANDARD URD 4 | Each
6 | 638 | CONSTRUCTION SIGNS | Square Meter
7 | 638 | DRUMS | Each
8 | 638 | FLASHING ARROW SIGNS | Daily
9 | 654 | MAINT & REMOVAL OF EXISTING TRAFFIC SIGNAL SYSTEM | Lump Sum
10 | 654 | STANDARD TRAFFIC SIGNAL HEAD 3-S-V LED | Each
11 | 654 | TRAFFIC SIGNAL HEAD STD 3-L-V LED CONFIGURATION | Each
12 | 654 | CONDUCTOR 5-NO. 14 AWG RHH | Lineal Meter
13 | 654 | ADVANCED TRAFFIC SIGNAL CONTROLLER ASSEMBLY (TS-2, TYPE 2) FULLY ACTUATED | Each
14 | 654 | 2 INCH PVC CONDUIT SCHEDULE 40 | Lineal Meter
15 | 654 | 4 INCH PVC CONDUIT SCHEDULE 40 | Lineal Meter
16 | 654 | CONDUCTOR CABLE NO. 6 AWG | Lineal Meter
17 | 654 | TRAFFIC COUNTS, ADJUSTMENT AND FINE TUNING | Lump Sum
18 | 654 | CONCRETE PULL BOX 30X30 | Each
19 | 654 | CONDUCTOR NO. 2 RHH COPPER XLP | Lineal Meter
20 | 654 | VIDEO IMAGE PROCESSOR | Each
21 | 654 | VIDEO SYSTEM COMMUNIUCATION MODULE | Each
22 | 654 | COAXIAL AND POWER CABLE | Lineal Meter
23 | 654 | VIDEO DETECTION CAMERA | Each
24 | 654 | VIDEO CAMERA SURGE SUPPRESOR | Each
25 | 654 | STANDARD LED TRAFFIC SIGNAL HEAD, 12" CONTINUOUS MOVEMENT | Each
26 | 654 | TRAFFIC SIGNAL SUPPORT MAST ARM TYPE 20’ | Each
27 | 654 | TRAFFIC SIGNAL SUPPORT MAST ARM TYPE 50’ | Each
28 | 654 | TRAFFIC SIGNAL SUPPORT MAST ARM TYPE 55’ | Each
29 | 654 | TRAFFIC SIGNAL SUPPORT MAST ARM TYPE 60’ | Each
30 | 661 | PROJECT FUNDING SIGN | Each
31 | 635, 931,932 | ALLOWANCES | 6500
32 | 888 | SOLAR PANEL ARRAY (TYPE) | Each
33 | 888 | INVERTER/CHARGER | Each
34 | 888 | MPPT 60 AMP | Each
35 | 888 | CONNECTION CABLES | Lineal Meter
36 | 888 | CIRCUIT BREAKER | Each
37 | 888 | BATTERIES 12V 115 AH | Each
38 | 888 | MC4 | Each
Total Price ______________________________
Name Of the Bidder: _______________________________________________________ Sign Of the Bidder: ____________________________________________________

## PR-167 AT PR-22(21)
BID WORKSHEET REQUEST FOR SEALED PROPOSAL NUMBER 22J-08376 DESIGN, ACQUISITION AND INSTALLATION OF A BACK-UP SOLAR ENERGY SYSTEM OF SEVERAL TRAFFIC LIGHTS FOR THE DEPARTMENT OF TRANSPORTATION AND PUBLIC WORKS (DTOP FOR HIS ACRONYMS IN SPANISH)
LINE | SPEC | DESCRIPTION | QUANTITIES | BRAND | MODEL | WARRANTY | % PREFERENCE LAW | PRICE | DELIVERY TIME
PR-167 AT PR-22
1 | N/A | PERFORM CIVIL AND ELECTRICAL DESIGN TO PROVIDE A PHOTOVOLTAIC POWER BACK-UP SYSTEM FOR THE TRAFFIC SIGNAL | Lump Sum
2 | 151 | MOBILIZATION | Lump Sum by Intersection
3 | 202 | REMOVAL OF STRUCTURES AND OBSTRUCTIONS | Lump Sum
4 | 635 | PREPA/LUMA DISTRIBUTION STANDARD K-3-7-1 | Each
5 | 635 | PREPA/LUMA DISTRIBUTION STANDARD URD 4 | Each
6 | 638 | CONSTRUCTION SIGNS | Square Meter
7 | 638 | DRUMS | Each
8 | 638 | FLASHING ARROW SIGNS | Daily
9 | 654 | MAINT & REMOVAL OF EXISTING TRAFFIC SIGNAL SYSTEM | Lump Sum
10 | 654 | STANDARD TRAFFIC SIGNAL HEAD 3-S-V LED | Each
11 | 654 | TRAFFIC SIGNAL HEAD STD 3-L-V LED CONFIGURATION | Each
12 | 654 | CONDUCTOR 5-NO. 14 AWG RHH | Lineal Meter
13 | 654 | ADVANCED TRAFFIC SIGNAL CONTROLLER ASSEMBLY (TS-2, TYPE 2) FULLY ACTUATED | Each
14 | 654 | 2 INCH PVC CONDUIT SCHEDULE 40 | Lineal Meter
15 | 654 | 4 INCH PVC CONDUIT SCHEDULE 40 | Lineal Meter
16 | 654 | CONDUCTOR CABLE NO. 6 AWG | Lineal Meter
17 | 654 | TRAFFIC COUNTS, ADJUSTMENT AND FINE TUNING | Lump Sum
18 | 654 | CONCRETE PULL BOX 30X30 | Each
19 | 654 | CONDUCTOR NO. 2 RHH COPPER XLP | Lineal Meter
20 | 654 | VIDEO IMAGE PROCESSOR | Each
21 | 654 | VIDEO SYSTEM COMMUNIUCATION MODULE | Each
22 | 654 | COAXIAL AND POWER CABLE | Lineal Meter
23 | 654 | VIDEO DETECTION CAMERA | Each
24 | 654 | VIDEO CAMERA SURGE SUPPRESOR | Each
25 | 654 | STANDARD LED TRAFFIC SIGNAL HEAD, 12" CONTINUOUS MOVEMENT | Each
26 | 654 | TRAFFIC SIGNAL SUPPORT MAST ARM TYPE 20’ | Each
27 | 654 | TRAFFIC SIGNAL SUPPORT MAST ARM TYPE 50’ | Each
28 | 654 | TRAFFIC SIGNAL SUPPORT MAST ARM TYPE 55’ | Each
29 | 654 | TRAFFIC SIGNAL SUPPORT MAST ARM TYPE 60’ | Each
30 | 661 | PROJECT FUNDING SIGN | Each
31 | 635, 931,932 | ALLOWANCES | 6500
32 | 888 | SOLAR PANEL ARRAY (TYPE) | Each
33 | 888 | INVERTER/CHARGER | Each
34 | 888 | MPPT 60 AMP | Each
35 | 888 | CONNECTION CABLES | Lineal Meter
36 | 888 | CIRCUIT BREAKER | Each
37 | 888 | BATTERIES 12V 115 AH | Each
38 | 888 | MC4 | Each
Total Price ______________________________
Name Of the Bidder: _______________________________________________________ Sign Of the Bidder: ____________________________________________________

## PR-167 AT PR-199(22)
BID WORKSHEET REQUEST FOR SEALED PROPOSAL NUMBER 22J-08376 DESIGN, ACQUISITION AND INSTALLATION OF A BACK-UP SOLAR ENERGY SYSTEM OF SEVERAL TRAFFIC LIGHTS FOR THE DEPARTMENT OF TRANSPORTATION AND PUBLIC WORKS (DTOP FOR HIS ACRONYMS IN SPANISH)
LINE | SPEC | DESCRIPTION | QUANTITIES | BRAND | MODEL | WARRANTY | % PREFERENCE LAW | PRICE | DELIVERY TIME
PR-167 AT PR-199
1 | N/A | PERFORM CIVIL AND ELECTRICAL DESIGN TO PROVIDE A PHOTOVOLTAIC POWER BACK-UP SYSTEM FOR THE TRAFFIC SIGNAL | Lump Sum
2 | 151 | MOBILIZATION | Lump Sum by Intersection
3 | 202 | REMOVAL OF STRUCTURES AND OBSTRUCTIONS | Lump Sum
4 | 635 | PREPA/LUMA DISTRIBUTION STANDARD K-3-7-1 | Each
5 | 635 | PREPA/LUMA DISTRIBUTION STANDARD URD 4 | Each
6 | 638 | CONSTRUCTION SIGNS | Square Meter
7 | 638 | DRUMS | Each
8 | 638 | FLASHING ARROW SIGNS | Daily
9 | 654 | MAINT & REMOVAL OF EXISTING TRAFFIC SIGNAL SYSTEM | Lump Sum
10 | 654 | STANDARD TRAFFIC SIGNAL HEAD 3-S-V LED | Each
11 | 654 | TRAFFIC SIGNAL HEAD STD 3-L-V LED CONFIGURATION | Each
12 | 654 | CONDUCTOR 5-NO. 14 AWG RHH | Lineal Meter
13 | 654 | ADVANCED TRAFFIC SIGNAL CONTROLLER ASSEMBLY (TS-2, TYPE 2) FULLY ACTUATED | Each
14 | 654 | 2 INCH PVC CONDUIT SCHEDULE 40 | Lineal Meter
15 | 654 | 4 INCH PVC CONDUIT SCHEDULE 40 | Lineal Meter
16 | 654 | CONDUCTOR CABLE NO. 6 AWG | Lineal Meter
17 | 654 | TRAFFIC COUNTS, ADJUSTMENT AND FINE TUNING | Lump Sum
18 | 654 | CONCRETE PULL BOX 30X30 | Each
19 | 654 | CONDUCTOR NO. 2 RHH COPPER XLP | Lineal Meter
20 | 654 | VIDEO IMAGE PROCESSOR | Each
21 | 654 | VIDEO SYSTEM COMMUNIUCATION MODULE | Each
22 | 654 | COAXIAL AND POWER CABLE | Lineal Meter
23 | 654 | VIDEO DETECTION CAMERA | Each
24 | 654 | VIDEO CAMERA SURGE SUPPRESOR | Each
25 | 654 | STANDARD LED TRAFFIC SIGNAL HEAD, 12" CONTINUOUS MOVEMENT | Each
26 | 654 | TRAFFIC SIGNAL SUPPORT MAST ARM TYPE 20’ | Each
27 | 654 | TRAFFIC SIGNAL SUPPORT MAST ARM TYPE 50’ | Each
28 | 654 | TRAFFIC SIGNAL SUPPORT MAST ARM TYPE 55’ | Each
29 | 654 | TRAFFIC SIGNAL SUPPORT MAST ARM TYPE 60’ | Each
30 | 661 | PROJECT FUNDING SIGN | Each
31 | 635, 931,932 | ALLOWANCES | 6500
32 | 888 | SOLAR PANEL ARRAY (TYPE) | Each
33 | 888 | INVERTER/CHARGER | Each
34 | 888 | MPPT 60 AMP | Each
35 | 888 | CONNECTION CABLES | Lineal Meter
36 | 888 | CIRCUIT BREAKER | Each
37 | 888 | BATTERIES 12V 115 AH | Each
38 | 888 | MC4 | Each
Total Price ______________________________
Name Of the Bidder: _______________________________________________________ Sign Of the Bidder: ____________________________________________________

## PR-2 AT CAPARRA(23)
BID WORKSHEET REQUEST FOR SEALED PROPOSAL NUMBER 22J-08376 DESIGN, ACQUISITION AND INSTALLATION OF A BACK-UP SOLAR ENERGY SYSTEM OF SEVERAL TRAFFIC LIGHTS FOR THE DEPARTMENT OF TRANSPORTATION AND PUBLIC WORKS (DTOP FOR HIS ACRONYMS IN SPANISH)
LINE | SPEC | DESCRIPTION | QUANTITIES | BRAND | MODEL | WARRANTY | % PREFERENCE LAW | PRICE | DELIVERY TIME
PR-2 AT CAPARRA
1 | N/A | PERFORM CIVIL AND ELECTRICAL DESIGN TO PROVIDE A PHOTOVOLTAIC POWER BACK-UP SYSTEM FOR THE TRAFFIC SIGNAL | Lump Sum
2 | 151 | MOBILIZATION | Lump Sum by Intersection
3 | 202 | REMOVAL OF STRUCTURES AND OBSTRUCTIONS | Lump Sum
4 | 635 | PREPA/LUMA DISTRIBUTION STANDARD K-3-7-1 | Each
5 | 635 | PREPA/LUMA DISTRIBUTION STANDARD URD 4 | Each
6 | 638 | CONSTRUCTION SIGNS | Square Meter
7 | 638 | DRUMS | Each
8 | 638 | FLASHING ARROW SIGNS | Daily
9 | 654 | MAINT & REMOVAL OF EXISTING TRAFFIC SIGNAL SYSTEM | Lump Sum
10 | 654 | STANDARD TRAFFIC SIGNAL HEAD 3-S-V LED | Each
11 | 654 | TRAFFIC SIGNAL HEAD STD 3-L-V LED CONFIGURATION | Each
12 | 654 | CONDUCTOR 5-NO. 14 AWG RHH | Lineal Meter
13 | 654 | ADVANCED TRAFFIC SIGNAL CONTROLLER ASSEMBLY (TS-2, TYPE 2) FULLY ACTUATED | Each
14 | 654 | 2 INCH PVC CONDUIT SCHEDULE 40 | Lineal Meter
15 | 654 | 4 INCH PVC CONDUIT SCHEDULE 40 | Lineal Meter
16 | 654 | CONDUCTOR CABLE NO. 6 AWG | Lineal Meter
17 | 654 | TRAFFIC COUNTS, ADJUSTMENT AND FINE TUNING | Lump Sum
18 | 654 | CONCRETE PULL BOX 30X30 | Each
19 | 654 | CONDUCTOR NO. 2 RHH COPPER XLP | Lineal Meter
20 | 654 | VIDEO IMAGE PROCESSOR | Each
21 | 654 | VIDEO SYSTEM COMMUNIUCATION MODULE | Each
22 | 654 | COAXIAL AND POWER CABLE | Lineal Meter
23 | 654 | VIDEO DETECTION CAMERA | Each
24 | 654 | VIDEO CAMERA SURGE SUPPRESOR | Each
25 | 654 | STANDARD LED TRAFFIC SIGNAL HEAD, 12" CONTINUOUS MOVEMENT | Each
26 | 654 | TRAFFIC SIGNAL SUPPORT MAST ARM TYPE 20’ | Each
27 | 654 | TRAFFIC SIGNAL SUPPORT MAST ARM TYPE 50’ | Each
28 | 654 | TRAFFIC SIGNAL SUPPORT MAST ARM TYPE 55’ | Each
29 | 654 | TRAFFIC SIGNAL SUPPORT MAST ARM TYPE 60’ | Each
30 | 661 | PROJECT FUNDING SIGN | Each
31 | 635, 931,932 | ALLOWANCES | 6500
32 | 888 | SOLAR PANEL ARRAY (TYPE) | Each
33 | 888 | INVERTER/CHARGER | Each
34 | 888 | MPPT 60 AMP | Each
35 | 888 | CONNECTION CABLES | Lineal Meter
36 | 888 | CIRCUIT BREAKER | Each
37 | 888 | BATTERIES 12V 115 AH | Each
38 | 888 | MC4 | Each
Total Price ______________________________
Name Of the Bidder: _______________________________________________________ Sign Of the Bidder: ____________________________________________________

## PR-2 AT AVE. BOBBY CAPÓ (24)
BID WORKSHEET REQUEST FOR SEALED PROPOSAL NUMBER 22J-08376 DESIGN, ACQUISITION AND INSTALLATION OF A BACK-UP SOLAR ENERGY SYSTEM OF SEVERAL TRAFFIC LIGHTS FOR THE DEPARTMENT OF TRANSPORTATION AND PUBLIC WORKS (DTOP FOR HIS ACRONYMS IN SPANISH)
LINE | SPEC | DESCRIPTION | QUANTITIES | BRAND | MODEL | WARRANTY | % PREFERENCE LAW | PRICE | DELIVERY TIME
PR-2 AT AVENIDA BOBBY CAPÓ
1 | N/A | PERFORM CIVIL AND ELECTRICAL DESIGN TO PROVIDE A PHOTOVOLTAIC POWER BACK-UP SYSTEM FOR THE TRAFFIC SIGNAL | Lump Sum
2 | 151 | MOBILIZATION | Lump Sum by Intersection
3 | 202 | REMOVAL OF STRUCTURES AND OBSTRUCTIONS | Lump Sum
4 | 635 | PREPA/LUMA DISTRIBUTION STANDARD K-3-7-1 | Each
5 | 635 | PREPA/LUMA DISTRIBUTION STANDARD URD 4 | Each
6 | 638 | CONSTRUCTION SIGNS | Square Meter
7 | 638 | DRUMS | Each
8 | 638 | FLASHING ARROW SIGNS | Daily
9 | 654 | MAINT & REMOVAL OF EXISTING TRAFFIC SIGNAL SYSTEM | Lump Sum
10 | 654 | STANDARD TRAFFIC SIGNAL HEAD 3-S-V LED | Each
11 | 654 | TRAFFIC SIGNAL HEAD STD 3-L-V LED CONFIGURATION | Each
12 | 654 | CONDUCTOR 5-NO. 14 AWG RHH | Lineal Meter
13 | 654 | ADVANCED TRAFFIC SIGNAL CONTROLLER ASSEMBLY (TS-2, TYPE 2) FULLY ACTUATED | Each
14 | 654 | 2 INCH PVC CONDUIT SCHEDULE 40 | Lineal Meter
15 | 654 | 4 INCH PVC CONDUIT SCHEDULE 40 | Lineal Meter
16 | 654 | CONDUCTOR CABLE NO. 6 AWG | Lineal Meter
17 | 654 | TRAFFIC COUNTS, ADJUSTMENT AND FINE TUNING | Lump Sum
18 | 654 | CONCRETE PULL BOX 30X30 | Each
19 | 654 | CONDUCTOR NO. 2 RHH COPPER XLP | Lineal Meter
20 | 654 | VIDEO IMAGE PROCESSOR | Each
21 | 654 | VIDEO SYSTEM COMMUNIUCATION MODULE | Each
22 | 654 | COAXIAL AND POWER CABLE | Lineal Meter
23 | 654 | VIDEO DETECTION CAMERA | Each
24 | 654 | VIDEO CAMERA SURGE SUPPRESOR | Each
25 | 654 | STANDARD LED TRAFFIC SIGNAL HEAD, 12" CONTINUOUS MOVEMENT | Each
26 | 654 | TRAFFIC SIGNAL SUPPORT MAST ARM TYPE 20’ | Each
27 | 654 | TRAFFIC SIGNAL SUPPORT MAST ARM TYPE 50’ | Each
28 | 654 | TRAFFIC SIGNAL SUPPORT MAST ARM TYPE 55’ | Each
29 | 654 | TRAFFIC SIGNAL SUPPORT MAST ARM TYPE 60’ | Each
30 | 661 | PROJECT FUNDING SIGN | Each
31 | 635, 931,932 | ALLOWANCES | 6500
32 | 888 | SOLAR PANEL ARRAY (TYPE) | Each
33 | 888 | INVERTER/CHARGER | Each
34 | 888 | MPPT 60 AMP | Each
35 | 888 | CONNECTION CABLES | Lineal Meter
36 | 888 | CIRCUIT BREAKER | Each
37 | 888 | BATTERIES 12V 115 AH | Each
38 | 888 | MC4 | Each
Total Price ______________________________
Name Of the Bidder: _______________________________________________________ Sign Of the Bidder: ____________________________________________________

## PR-2 AT PR-6(25)
BID WORKSHEET REQUEST FOR SEALED PROPOSAL NUMBER 22J-08376 DESIGN, ACQUISITION AND INSTALLATION OF A BACK-UP SOLAR ENERGY SYSTEM OF SEVERAL TRAFFIC LIGHTS FOR THE DEPARTMENT OF TRANSPORTATION AND PUBLIC WORKS (DTOP FOR HIS ACRONYMS IN SPANISH)
LINE | SPEC | DESCRIPTION | QUANTITIES | BRAND | MODEL | WARRANTY | % PREFERENCE LAW | PRICE | DELIVERY TIME
PR-2 AT PR-6
1 | N/A | PERFORM CIVIL AND ELECTRICAL DESIGN TO PROVIDE A PHOTOVOLTAIC POWER BACK-UP SYSTEM FOR THE TRAFFIC SIGNAL | Lump Sum
2 | 151 | MOBILIZATION | Lump Sum by Intersection
3 | 202 | REMOVAL OF STRUCTURES AND OBSTRUCTIONS | Lump Sum
4 | 635 | PREPA/LUMA DISTRIBUTION STANDARD K-3-7-1 | Each
5 | 635 | PREPA/LUMA DISTRIBUTION STANDARD URD 4 | Each
6 | 638 | CONSTRUCTION SIGNS | Square Meter
7 | 638 | DRUMS | Each
8 | 638 | FLASHING ARROW SIGNS | Daily
9 | 654 | MAINT & REMOVAL OF EXISTING TRAFFIC SIGNAL SYSTEM | Lump Sum
10 | 654 | STANDARD TRAFFIC SIGNAL HEAD 3-S-V LED | Each
11 | 654 | TRAFFIC SIGNAL HEAD STD 3-L-V LED CONFIGURATION | Each
12 | 654 | CONDUCTOR 5-NO. 14 AWG RHH | Lineal Meter
13 | 654 | ADVANCED TRAFFIC SIGNAL CONTROLLER ASSEMBLY (TS-2, TYPE 2) FULLY ACTUATED | Each
14 | 654 | 2 INCH PVC CONDUIT SCHEDULE 40 | Lineal Meter
15 | 654 | 4 INCH PVC CONDUIT SCHEDULE 40 | Lineal Meter
16 | 654 | CONDUCTOR CABLE NO. 6 AWG | Lineal Meter
17 | 654 | TRAFFIC COUNTS, ADJUSTMENT AND FINE TUNING | Lump Sum
18 | 654 | CONCRETE PULL BOX 30X30 | Each
19 | 654 | CONDUCTOR NO. 2 RHH COPPER XLP | Lineal Meter
20 | 654 | VIDEO IMAGE PROCESSOR | Each
21 | 654 | VIDEO SYSTEM COMMUNIUCATION MODULE | Each
22 | 654 | COAXIAL AND POWER CABLE | Lineal Meter
23 | 654 | VIDEO DETECTION CAMERA | Each
24 | 654 | VIDEO CAMERA SURGE SUPPRESOR | Each
25 | 654 | STANDARD LED TRAFFIC SIGNAL HEAD, 12" CONTINUOUS MOVEMENT | Each
26 | 654 | TRAFFIC SIGNAL SUPPORT MAST ARM TYPE 20’ | Each
27 | 654 | TRAFFIC SIGNAL SUPPORT MAST ARM TYPE 50’ | Each
28 | 654 | TRAFFIC SIGNAL SUPPORT MAST ARM TYPE 55’ | Each
29 | 654 | TRAFFIC SIGNAL SUPPORT MAST ARM TYPE 60’ | Each
30 | 661 | PROJECT FUNDING SIGN | Each
31 | 635, 931,932 | ALLOWANCES | 6500
32 | 888 | SOLAR PANEL ARRAY (TYPE) | Each
33 | 888 | INVERTER/CHARGER | Each
34 | 888 | MPPT 60 AMP | Each
35 | 888 | CONNECTION CABLES | Lineal Meter
36 | 888 | CIRCUIT BREAKER | Each
37 | 888 | BATTERIES 12V 115 AH | Each
38 | 888 | MC4 | Each
Total Price ______________________________
Name Of the Bidder: _______________________________________________________ Sign Of the Bidder: ____________________________________________________

## PR-2 AT PR-29(26)
BID WORKSHEET REQUEST FOR SEALED PROPOSAL NUMBER 22J-08376 DESIGN, ACQUISITION AND INSTALLATION OF A BACK-UP SOLAR ENERGY SYSTEM OF SEVERAL TRAFFIC LIGHTS FOR THE DEPARTMENT OF TRANSPORTATION AND PUBLIC WORKS (DTOP FOR HIS ACRONYMS IN SPANISH)
LINE | SPEC | DESCRIPTION | QUANTITIES | BRAND | MODEL | WARRANTY | % PREFERENCE LAW | PRICE | DELIVERY TIME
PR-2 AT PR-29
1 | N/A | PERFORM CIVIL AND ELECTRICAL DESIGN TO PROVIDE A PHOTOVOLTAIC POWER BACK-UP SYSTEM FOR THE TRAFFIC SIGNAL | Lump Sum
2 | 151 | MOBILIZATION | Lump Sum by Intersection
3 | 202 | REMOVAL OF STRUCTURES AND OBSTRUCTIONS | Lump Sum
4 | 635 | PREPA/LUMA DISTRIBUTION STANDARD K-3-7-1 | Each
5 | 635 | PREPA/LUMA DISTRIBUTION STANDARD URD 4 | Each
6 | 638 | CONSTRUCTION SIGNS | Square Meter
7 | 638 | DRUMS | Each
8 | 638 | FLASHING ARROW SIGNS | Daily
9 | 654 | MAINT & REMOVAL OF EXISTING TRAFFIC SIGNAL SYSTEM | Lump Sum
10 | 654 | STANDARD TRAFFIC SIGNAL HEAD 3-S-V LED | Each
11 | 654 | TRAFFIC SIGNAL HEAD STD 3-L-V LED CONFIGURATION | Each
12 | 654 | CONDUCTOR 5-NO. 14 AWG RHH | Lineal Meter
13 | 654 | ADVANCED TRAFFIC SIGNAL CONTROLLER ASSEMBLY (TS-2, TYPE 2) FULLY ACTUATED | Each
14 | 654 | 2 INCH PVC CONDUIT SCHEDULE 40 | Lineal Meter
15 | 654 | 4 INCH PVC CONDUIT SCHEDULE 40 | Lineal Meter
16 | 654 | CONDUCTOR CABLE NO. 6 AWG | Lineal Meter
17 | 654 | TRAFFIC COUNTS, ADJUSTMENT AND FINE TUNING | Lump Sum
18 | 654 | CONCRETE PULL BOX 30X30 | Each
19 | 654 | CONDUCTOR NO. 2 RHH COPPER XLP | Lineal Meter
20 | 654 | VIDEO IMAGE PROCESSOR | Each
21 | 654 | VIDEO SYSTEM COMMUNIUCATION MODULE | Each
22 | 654 | COAXIAL AND POWER CABLE | Lineal Meter
23 | 654 | VIDEO DETECTION CAMERA | Each
24 | 654 | VIDEO CAMERA SURGE SUPPRESOR | Each
25 | 654 | STANDARD LED TRAFFIC SIGNAL HEAD, 12" CONTINUOUS MOVEMENT | Each
26 | 654 | TRAFFIC SIGNAL SUPPORT MAST ARM TYPE 20’ | Each
27 | 654 | TRAFFIC SIGNAL SUPPORT MAST ARM TYPE 50’ | Each
28 | 654 | TRAFFIC SIGNAL SUPPORT MAST ARM TYPE 55’ | Each
29 | 654 | TRAFFIC SIGNAL SUPPORT MAST ARM TYPE 60’ | Each
30 | 661 | PROJECT FUNDING SIGN | Each
31 | 635, 931,932 | ALLOWANCES | 6500
32 | 888 | SOLAR PANEL ARRAY (TYPE) | Each
33 | 888 | INVERTER/CHARGER | Each
34 | 888 | MPPT 60 AMP | Each
35 | 888 | CONNECTION CABLES | Lineal Meter
36 | 888 | CIRCUIT BREAKER | Each
37 | 888 | BATTERIES 12V 115 AH | Each
38 | 888 | MC4 | Each
Total Price ______________________________
Name Of the Bidder: _______________________________________________________ Sign Of the Bidder: ____________________________________________________

## PR-2 AT COSTCO(27)
BID WORKSHEET REQUEST FOR SEALED PROPOSAL NUMBER 22J-08376 DESIGN, ACQUISITION AND INSTALLATION OF A BACK-UP SOLAR ENERGY SYSTEM OF SEVERAL TRAFFIC LIGHTS FOR THE DEPARTMENT OF TRANSPORTATION AND PUBLIC WORKS (DTOP FOR HIS ACRONYMS IN SPANISH)
LINE | SPEC | DESCRIPTION | QUANTITIES | BRAND | MODEL | WARRANTY | % PREFERENCE LAW | PRICE | DELIVERY TIME
PR-2 AT COSTCO
1 | N/A | PERFORM CIVIL AND ELECTRICAL DESIGN TO PROVIDE A PHOTOVOLTAIC POWER BACK-UP SYSTEM FOR THE TRAFFIC SIGNAL | Lump Sum
2 | 151 | MOBILIZATION | Lump Sum by Intersection
3 | 202 | REMOVAL OF STRUCTURES AND OBSTRUCTIONS | Lump Sum
4 | 635 | PREPA/LUMA DISTRIBUTION STANDARD K-3-7-1 | Each
5 | 635 | PREPA/LUMA DISTRIBUTION STANDARD URD 4 | Each
6 | 638 | CONSTRUCTION SIGNS | Square Meter
7 | 638 | DRUMS | Each
8 | 638 | FLASHING ARROW SIGNS | Daily
9 | 654 | MAINT & REMOVAL OF EXISTING TRAFFIC SIGNAL SYSTEM | Lump Sum
10 | 654 | STANDARD TRAFFIC SIGNAL HEAD 3-S-V LED | Each
11 | 654 | TRAFFIC SIGNAL HEAD STD 3-L-V LED CONFIGURATION | Each
12 | 654 | CONDUCTOR 5-NO. 14 AWG RHH | Lineal Meter
13 | 654 | ADVANCED TRAFFIC SIGNAL CONTROLLER ASSEMBLY (TS-2, TYPE 2) FULLY ACTUATED | Each
14 | 654 | 2 INCH PVC CONDUIT SCHEDULE 40 | Lineal Meter
15 | 654 | 4 INCH PVC CONDUIT SCHEDULE 40 | Lineal Meter
16 | 654 | CONDUCTOR CABLE NO. 6 AWG | Lineal Meter
17 | 654 | TRAFFIC COUNTS, ADJUSTMENT AND FINE TUNING | Lump Sum
18 | 654 | CONCRETE PULL BOX 30X30 | Each
19 | 654 | CONDUCTOR NO. 2 RHH COPPER XLP | Lineal Meter
20 | 654 | VIDEO IMAGE PROCESSOR | Each
21 | 654 | VIDEO SYSTEM COMMUNIUCATION MODULE | Each
22 | 654 | COAXIAL AND POWER CABLE | Lineal Meter
23 | 654 | VIDEO DETECTION CAMERA | Each
24 | 654 | VIDEO CAMERA SURGE SUPPRESOR | Each
25 | 654 | STANDARD LED TRAFFIC SIGNAL HEAD, 12" CONTINUOUS MOVEMENT | Each
26 | 654 | TRAFFIC SIGNAL SUPPORT MAST ARM TYPE 20’ | Each
27 | 654 | TRAFFIC SIGNAL SUPPORT MAST ARM TYPE 50’ | Each
28 | 654 | TRAFFIC SIGNAL SUPPORT MAST ARM TYPE 55’ | Each
29 | 654 | TRAFFIC SIGNAL SUPPORT MAST ARM TYPE 60’ | Each
30 | 661 | PROJECT FUNDING SIGN | Each
31 | 635, 931,932 | ALLOWANCES | 6500
32 | 888 | SOLAR PANEL ARRAY (TYPE) | Each
33 | 888 | INVERTER/CHARGER | Each
34 | 888 | MPPT 60 AMP | Each
35 | 888 | CONNECTION CABLES | Lineal Meter
36 | 888 | CIRCUIT BREAKER | Each
37 | 888 | BATTERIES 12V 115 AH | Each
38 | 888 | MC4 | Each
Total Price ______________________________
Name Of the Bidder: _______________________________________________________ Sign Of the Bidder: ____________________________________________________

## PR-177 AT PR-174(28)
BID WORKSHEET REQUEST FOR SEALED PROPOSAL NUMBER 22J-08376 DESIGN, ACQUISITION AND INSTALLATION OF A BACK-UP SOLAR ENERGY SYSTEM OF SEVERAL TRAFFIC LIGHTS FOR THE DEPARTMENT OF TRANSPORTATION AND PUBLIC WORKS (DTOP FOR HIS ACRONYMS IN SPANISH)
LINE | SPEC | DESCRIPTION | QUANTITIES | BRAND | MODEL | WARRANTY | % PREFERENCE LAW | PRICE | DELIVERY TIME
PR-177 AT PR-174
1 | N/A | PERFORM CIVIL AND ELECTRICAL DESIGN TO PROVIDE A PHOTOVOLTAIC POWER BACK-UP SYSTEM FOR THE TRAFFIC SIGNAL | Lump Sum
2 | 151 | MOBILIZATION | Lump Sum by Intersection
3 | 202 | REMOVAL OF STRUCTURES AND OBSTRUCTIONS | Lump Sum
4 | 635 | PREPA/LUMA DISTRIBUTION STANDARD K-3-7-1 | Each
5 | 635 | PREPA/LUMA DISTRIBUTION STANDARD URD 4 | Each
6 | 638 | CONSTRUCTION SIGNS | Square Meter
7 | 638 | DRUMS | Each
8 | 638 | FLASHING ARROW SIGNS | Daily
9 | 654 | MAINT & REMOVAL OF EXISTING TRAFFIC SIGNAL SYSTEM | Lump Sum
10 | 654 | STANDARD TRAFFIC SIGNAL HEAD 3-S-V LED | Each
11 | 654 | TRAFFIC SIGNAL HEAD STD 3-L-V LED CONFIGURATION | Each
12 | 654 | CONDUCTOR 5-NO. 14 AWG RHH | Lineal Meter
13 | 654 | ADVANCED TRAFFIC SIGNAL CONTROLLER ASSEMBLY (TS-2, TYPE 2) FULLY ACTUATED | Each
14 | 654 | 2 INCH PVC CONDUIT SCHEDULE 40 | Lineal Meter
15 | 654 | 4 INCH PVC CONDUIT SCHEDULE 40 | Lineal Meter
16 | 654 | CONDUCTOR CABLE NO. 6 AWG | Lineal Meter
17 | 654 | TRAFFIC COUNTS, ADJUSTMENT AND FINE TUNING | Lump Sum
18 | 654 | CONCRETE PULL BOX 30X30 | Each
19 | 654 | CONDUCTOR NO. 2 RHH COPPER XLP | Lineal Meter
20 | 654 | VIDEO IMAGE PROCESSOR | Each
21 | 654 | VIDEO SYSTEM COMMUNIUCATION MODULE | Each
22 | 654 | COAXIAL AND POWER CABLE | Lineal Meter
23 | 654 | VIDEO DETECTION CAMERA | Each
24 | 654 | VIDEO CAMERA SURGE SUPPRESOR | Each
25 | 654 | STANDARD LED TRAFFIC SIGNAL HEAD, 12" CONTINUOUS MOVEMENT | Each
26 | 654 | TRAFFIC SIGNAL SUPPORT MAST ARM TYPE 20’ | Each
27 | 654 | TRAFFIC SIGNAL SUPPORT MAST ARM TYPE 50’ | Each
28 | 654 | TRAFFIC SIGNAL SUPPORT MAST ARM TYPE 55’ | Each
29 | 654 | TRAFFIC SIGNAL SUPPORT MAST ARM TYPE 60’ | Each
30 | 661 | PROJECT FUNDING SIGN | Each
31 | 635, 931,932 | ALLOWANCES | 6500
32 | 888 | SOLAR PANEL ARRAY (TYPE) | Each
33 | 888 | INVERTER/CHARGER | Each
34 | 888 | MPPT 60 AMP | Each
35 | 888 | CONNECTION CABLES | Lineal Meter
36 | 888 | CIRCUIT BREAKER | Each
37 | 888 | BATTERIES 12V 115 AH | Each
38 | 888 | MC4 | Each
Total Price ______________________________
Name Of the Bidder: _______________________________________________________ Sign Of the Bidder: ____________________________________________________

## PR-177 AT COSTCO(29)
BID WORKSHEET REQUEST FOR SEALED PROPOSAL NUMBER 22J-08376 DESIGN, ACQUISITION AND INSTALLATION OF A BACK-UP SOLAR ENERGY SYSTEM OF SEVERAL TRAFFIC LIGHTS FOR THE DEPARTMENT OF TRANSPORTATION AND PUBLIC WORKS (DTOP FOR HIS ACRONYMS IN SPANISH)
LINE | SPEC | DESCRIPTION | QUANTITIES | BRAND | MODEL | WARRANTY | % PREFERENCE LAW | PRICE | DELIVERY TIME
PR-177 AT COSTCO
1 | N/A | PERFORM CIVIL AND ELECTRICAL DESIGN TO PROVIDE A PHOTOVOLTAIC POWER BACK-UP SYSTEM FOR THE TRAFFIC SIGNAL | Lump Sum
2 | 151 | MOBILIZATION | Lump Sum by Intersection
3 | 202 | REMOVAL OF STRUCTURES AND OBSTRUCTIONS | Lump Sum
4 | 635 | PREPA/LUMA DISTRIBUTION STANDARD K-3-7-1 | Each
5 | 635 | PREPA/LUMA DISTRIBUTION STANDARD URD 4 | Each
6 | 638 | CONSTRUCTION SIGNS | Square Meter
7 | 638 | DRUMS | Each
8 | 638 | FLASHING ARROW SIGNS | Daily
9 | 654 | MAINT & REMOVAL OF EXISTING TRAFFIC SIGNAL SYSTEM | Lump Sum
10 | 654 | STANDARD TRAFFIC SIGNAL HEAD 3-S-V LED | Each
11 | 654 | TRAFFIC SIGNAL HEAD STD 3-L-V LED CONFIGURATION | Each
12 | 654 | CONDUCTOR 5-NO. 14 AWG RHH | Lineal Meter
13 | 654 | ADVANCED TRAFFIC SIGNAL CONTROLLER ASSEMBLY (TS-2, TYPE 2) FULLY ACTUATED | Each
14 | 654 | 2 INCH PVC CONDUIT SCHEDULE 40 | Lineal Meter
15 | 654 | 4 INCH PVC CONDUIT SCHEDULE 40 | Lineal Meter
16 | 654 | CONDUCTOR CABLE NO. 6 AWG | Lineal Meter
17 | 654 | TRAFFIC COUNTS, ADJUSTMENT AND FINE TUNING | Lump Sum
18 | 654 | CONCRETE PULL BOX 30X30 | Each
19 | 654 | CONDUCTOR NO. 2 RHH COPPER XLP | Lineal Meter
20 | 654 | VIDEO IMAGE PROCESSOR | Each
21 | 654 | VIDEO SYSTEM COMMUNIUCATION MODULE | Each
22 | 654 | COAXIAL AND POWER CABLE | Lineal Meter
23 | 654 | VIDEO DETECTION CAMERA | Each
24 | 654 | VIDEO CAMERA SURGE SUPPRESOR | Each
25 | 654 | STANDARD LED TRAFFIC SIGNAL HEAD, 12" CONTINUOUS MOVEMENT | Each
26 | 654 | TRAFFIC SIGNAL SUPPORT MAST ARM TYPE 20’ | Each
27 | 654 | TRAFFIC SIGNAL SUPPORT MAST ARM TYPE 50’ | Each
28 | 654 | TRAFFIC SIGNAL SUPPORT MAST ARM TYPE 55’ | Each
29 | 654 | TRAFFIC SIGNAL SUPPORT MAST ARM TYPE 60’ | Each
30 | 661 | PROJECT FUNDING SIGN | Each
31 | 635, 931,932 | ALLOWANCES | 6500
32 | 888 | SOLAR PANEL ARRAY (TYPE) | Each
33 | 888 | INVERTER/CHARGER | Each
34 | 888 | MPPT 60 AMP | Each
35 | 888 | CONNECTION CABLES | Lineal Meter
36 | 888 | CIRCUIT BREAKER | Each
37 | 888 | BATTERIES 12V 115 AH | Each
38 | 888 | MC4 | Each
Total Price ______________________________
Name Of the Bidder: _______________________________________________________ Sign Of the Bidder: ____________________________________________________

## PR-1 AT PR-798(30)
BID WORKSHEET REQUEST FOR SEALED PROPOSAL NUMBER 22J-08376 DESIGN, ACQUISITION AND INSTALLATION OF A BACK-UP SOLAR ENERGY SYSTEM OF SEVERAL TRAFFIC LIGHTS FOR THE DEPARTMENT OF TRANSPORTATION AND PUBLIC WORKS (DTOP FOR HIS ACRONYMS IN SPANISH)
LINE | SPEC | DESCRIPTION | QUANTITIES | BRAND | MODEL | WARRANTY | % PREFERENCE LAW | PRICE | DELIVERY TIME
PR-1 AT PR-798
1 | N/A | PERFORM CIVIL AND ELECTRICAL DESIGN TO PROVIDE A PHOTOVOLTAIC POWER BACK-UP SYSTEM FOR THE TRAFFIC SIGNAL | Lump Sum
2 | 151 | MOBILIZATION | Lump Sum by Intersection
3 | 202 | REMOVAL OF STRUCTURES AND OBSTRUCTIONS | Lump Sum
4 | 635 | PREPA/LUMA DISTRIBUTION STANDARD K-3-7-1 | Each
5 | 635 | PREPA/LUMA DISTRIBUTION STANDARD URD 4 | Each
6 | 638 | CONSTRUCTION SIGNS | Square Meter
7 | 638 | DRUMS | Each
8 | 638 | FLASHING ARROW SIGNS | Daily
9 | 654 | MAINT & REMOVAL OF EXISTING TRAFFIC SIGNAL SYSTEM | Lump Sum
10 | 654 | STANDARD TRAFFIC SIGNAL HEAD 3-S-V LED | Each
11 | 654 | TRAFFIC SIGNAL HEAD STD 3-L-V LED CONFIGURATION | Each
12 | 654 | CONDUCTOR 5-NO. 14 AWG RHH | Lineal Meter
13 | 654 | ADVANCED TRAFFIC SIGNAL CONTROLLER ASSEMBLY (TS-2, TYPE 2) FULLY ACTUATED | Each
14 | 654 | 2 INCH PVC CONDUIT SCHEDULE 40 | Lineal Meter
15 | 654 | 4 INCH PVC CONDUIT SCHEDULE 40 | Lineal Meter
16 | 654 | CONDUCTOR CABLE NO. 6 AWG | Lineal Meter
17 | 654 | TRAFFIC COUNTS, ADJUSTMENT AND FINE TUNING | Lump Sum
18 | 654 | CONCRETE PULL BOX 30X30 | Each
19 | 654 | CONDUCTOR NO. 2 RHH COPPER XLP | Lineal Meter
20 | 654 | VIDEO IMAGE PROCESSOR | Each
21 | 654 | VIDEO SYSTEM COMMUNIUCATION MODULE | Each
22 | 654 | COAXIAL AND POWER CABLE | Lineal Meter
23 | 654 | VIDEO DETECTION CAMERA | Each
24 | 654 | VIDEO CAMERA SURGE SUPPRESOR | Each
25 | 654 | STANDARD LED TRAFFIC SIGNAL HEAD, 12" CONTINUOUS MOVEMENT | Each
26 | 654 | TRAFFIC SIGNAL SUPPORT MAST ARM TYPE 20’ | Each
27 | 654 | TRAFFIC SIGNAL SUPPORT MAST ARM TYPE 50’ | Each
28 | 654 | TRAFFIC SIGNAL SUPPORT MAST ARM TYPE 55’ | Each
29 | 654 | TRAFFIC SIGNAL SUPPORT MAST ARM TYPE 60’ | Each
30 | 661 | PROJECT FUNDING SIGN | Each
31 | 635, 931,932 | ALLOWANCES | 6500
32 | 888 | SOLAR PANEL ARRAY (TYPE) | Each
33 | 888 | INVERTER/CHARGER | Each
34 | 888 | MPPT 60 AMP | Each
35 | 888 | CONNECTION CABLES | Lineal Meter
36 | 888 | CIRCUIT BREAKER | Each
37 | 888 | BATTERIES 12V 115 AH | Each
38 | 888 | MC4 | Each
Total Price ______________________________
Name Of the Bidder: _______________________________________________________ Sign Of the Bidder: ____________________________________________________

## PR-1 AT PR-30(31)
BID WORKSHEET REQUEST FOR SEALED PROPOSAL NUMBER 22J-08376 DESIGN, ACQUISITION AND INSTALLATION OF A BACK-UP SOLAR ENERGY SYSTEM OF SEVERAL TRAFFIC LIGHTS FOR THE DEPARTMENT OF TRANSPORTATION AND PUBLIC WORKS (DTOP FOR HIS ACRONYMS IN SPANISH)
LINE | SPEC | DESCRIPTION | QUANTITIES | BRAND | MODEL | WARRANTY | % PREFERENCE LAW | PRICE | DELIVERY TIME
PR-1 AT PR-30
1 | N/A | PERFORM CIVIL AND ELECTRICAL DESIGN TO PROVIDE A PHOTOVOLTAIC POWER BACK-UP SYSTEM FOR THE TRAFFIC SIGNAL | Lump Sum
2 | 151 | MOBILIZATION | Lump Sum by Intersection
3 | 202 | REMOVAL OF STRUCTURES AND OBSTRUCTIONS | Lump Sum
4 | 635 | PREPA/LUMA DISTRIBUTION STANDARD K-3-7-1 | Each
5 | 635 | PREPA/LUMA DISTRIBUTION STANDARD URD 4 | Each
6 | 638 | CONSTRUCTION SIGNS | Square Meter
7 | 638 | DRUMS | Each
8 | 638 | FLASHING ARROW SIGNS | Daily
9 | 654 | MAINT & REMOVAL OF EXISTING TRAFFIC SIGNAL SYSTEM | Lump Sum
10 | 654 | STANDARD TRAFFIC SIGNAL HEAD 3-S-V LED | Each
11 | 654 | TRAFFIC SIGNAL HEAD STD 3-L-V LED CONFIGURATION | Each
12 | 654 | CONDUCTOR 5-NO. 14 AWG RHH | Lineal Meter
13 | 654 | ADVANCED TRAFFIC SIGNAL CONTROLLER ASSEMBLY (TS-2, TYPE 2) FULLY ACTUATED | Each
14 | 654 | 2 INCH PVC CONDUIT SCHEDULE 40 | Lineal Meter
15 | 654 | 4 INCH PVC CONDUIT SCHEDULE 40 | Lineal Meter
16 | 654 | CONDUCTOR CABLE NO. 6 AWG | Lineal Meter
17 | 654 | TRAFFIC COUNTS, ADJUSTMENT AND FINE TUNING | Lump Sum
18 | 654 | CONCRETE PULL BOX 30X30 | Each
19 | 654 | CONDUCTOR NO. 2 RHH COPPER XLP | Lineal Meter
20 | 654 | VIDEO IMAGE PROCESSOR | Each
21 | 654 | VIDEO SYSTEM COMMUNIUCATION MODULE | Each
22 | 654 | COAXIAL AND POWER CABLE | Lineal Meter
23 | 654 | VIDEO DETECTION CAMERA | Each
24 | 654 | VIDEO CAMERA SURGE SUPPRESOR | Each
25 | 654 | STANDARD LED TRAFFIC SIGNAL HEAD, 12" CONTINUOUS MOVEMENT | Each
26 | 654 | TRAFFIC SIGNAL SUPPORT MAST ARM TYPE 20’ | Each
27 | 654 | TRAFFIC SIGNAL SUPPORT MAST ARM TYPE 50’ | Each
28 | 654 | TRAFFIC SIGNAL SUPPORT MAST ARM TYPE 55’ | Each
29 | 654 | TRAFFIC SIGNAL SUPPORT MAST ARM TYPE 60’ | Each
30 | 661 | PROJECT FUNDING SIGN | Each
31 | 635, 931,932 | ALLOWANCES | 6500
32 | 888 | SOLAR PANEL ARRAY (TYPE) | Each
33 | 888 | INVERTER/CHARGER | Each
34 | 888 | MPPT 60 AMP | Each
35 | 888 | CONNECTION CABLES | Lineal Meter
36 | 888 | CIRCUIT BREAKER | Each
37 | 888 | BATTERIES 12V 115 AH | Each
38 | 888 | MC4 | Each
Total Price ______________________________
Name Of the Bidder: _______________________________________________________ Sign Of the Bidder: ____________________________________________________

## PR-1 AT AVE. DEGATAU(32)
BID WORKSHEET REQUEST FOR SEALED PROPOSAL NUMBER 22J-08376 DESIGN, ACQUISITION AND INSTALLATION OF A BACK-UP SOLAR ENERGY SYSTEM OF SEVERAL TRAFFIC LIGHTS FOR THE DEPARTMENT OF TRANSPORTATION AND PUBLIC WORKS (DTOP FOR HIS ACRONYMS IN SPANISH)
LINE | SPEC | DESCRIPTION | QUANTITIES | BRAND | MODEL | WARRANTY | % PREFERENCE LAW | PRICE | DELIVERY TIME
PR-1 AT AVENIDA DEGETAU
1 | N/A | PERFORM CIVIL AND ELECTRICAL DESIGN TO PROVIDE A PHOTOVOLTAIC POWER BACK-UP SYSTEM FOR THE TRAFFIC SIGNAL | Lump Sum
2 | 151 | MOBILIZATION | Lump Sum by Intersection
3 | 202 | REMOVAL OF STRUCTURES AND OBSTRUCTIONS | Lump Sum
4 | 635 | PREPA/LUMA DISTRIBUTION STANDARD K-3-7-1 | Each
5 | 635 | PREPA/LUMA DISTRIBUTION STANDARD URD 4 | Each
6 | 638 | CONSTRUCTION SIGNS | Square Meter
7 | 638 | DRUMS | Each
8 | 638 | FLASHING ARROW SIGNS | Daily
9 | 654 | MAINT & REMOVAL OF EXISTING TRAFFIC SIGNAL SYSTEM | Lump Sum
10 | 654 | STANDARD TRAFFIC SIGNAL HEAD 3-S-V LED | Each
11 | 654 | TRAFFIC SIGNAL HEAD STD 3-L-V LED CONFIGURATION | Each
12 | 654 | CONDUCTOR 5-NO. 14 AWG RHH | Lineal Meter
13 | 654 | ADVANCED TRAFFIC SIGNAL CONTROLLER ASSEMBLY (TS-2, TYPE 2) FULLY ACTUATED | Each
14 | 654 | 2 INCH PVC CONDUIT SCHEDULE 40 | Lineal Meter
15 | 654 | 4 INCH PVC CONDUIT SCHEDULE 40 | Lineal Meter
16 | 654 | CONDUCTOR CABLE NO. 6 AWG | Lineal Meter
17 | 654 | TRAFFIC COUNTS, ADJUSTMENT AND FINE TUNING | Lump Sum
18 | 654 | CONCRETE PULL BOX 30X30 | Each
19 | 654 | CONDUCTOR NO. 2 RHH COPPER XLP | Lineal Meter
20 | 654 | VIDEO IMAGE PROCESSOR | Each
21 | 654 | VIDEO SYSTEM COMMUNIUCATION MODULE | Each
22 | 654 | COAXIAL AND POWER CABLE | Lineal Meter
23 | 654 | VIDEO DETECTION CAMERA | Each
24 | 654 | VIDEO CAMERA SURGE SUPPRESOR | Each
25 | 654 | STANDARD LED TRAFFIC SIGNAL HEAD, 12" CONTINUOUS MOVEMENT | Each
26 | 654 | TRAFFIC SIGNAL SUPPORT MAST ARM TYPE 20’ | Each
27 | 654 | TRAFFIC SIGNAL SUPPORT MAST ARM TYPE 50’ | Each
28 | 654 | TRAFFIC SIGNAL SUPPORT MAST ARM TYPE 55’ | Each
29 | 654 | TRAFFIC SIGNAL SUPPORT MAST ARM TYPE 60’ | Each
30 | 661 | PROJECT FUNDING SIGN | Each
31 | 635, 931,932 | ALLOWANCES | 6500
32 | 888 | SOLAR PANEL ARRAY (TYPE) | Each
33 | 888 | INVERTER/CHARGER | Each
34 | 888 | MPPT 60 AMP | Each
35 | 888 | CONNECTION CABLES | Lineal Meter
36 | 888 | CIRCUIT BREAKER | Each
37 | 888 | BATTERIES 12V 115 AH | Each
38 | 888 | MC4 | Each
Total Price ______________________________
Name Of the Bidder: _______________________________________________________ Sign Of the Bidder: ____________________________________________________

## PR-1 AT PR-33-PR-189(33)
BID WORKSHEET REQUEST FOR SEALED PROPOSAL NUMBER 22J-08376 DESIGN, ACQUISITION AND INSTALLATION OF A BACK-UP SOLAR ENERGY SYSTEM OF SEVERAL TRAFFIC LIGHTS FOR THE DEPARTMENT OF TRANSPORTATION AND PUBLIC WORKS (DTOP FOR HIS ACRONYMS IN SPANISH)
LINE | SPEC | DESCRIPTION | QUANTITIES | BRAND | MODEL | WARRANTY | % PREFERENCE LAW | PRICE | DELIVERY TIME
PR-1 AT PR-33/PR-189
1 | N/A | PERFORM CIVIL AND ELECTRICAL DESIGN TO PROVIDE A PHOTOVOLTAIC POWER BACK-UP SYSTEM FOR THE TRAFFIC SIGNAL | Lump Sum
2 | 151 | MOBILIZATION | Lump Sum by Intersection
3 | 202 | REMOVAL OF STRUCTURES AND OBSTRUCTIONS | Lump Sum
4 | 635 | PREPA/LUMA DISTRIBUTION STANDARD K-3-7-1 | Each
5 | 635 | PREPA/LUMA DISTRIBUTION STANDARD URD 4 | Each
6 | 638 | CONSTRUCTION SIGNS | Square Meter
7 | 638 | DRUMS | Each
8 | 638 | FLASHING ARROW SIGNS | Daily
9 | 654 | MAINT & REMOVAL OF EXISTING TRAFFIC SIGNAL SYSTEM | Lump Sum
10 | 654 | STANDARD TRAFFIC SIGNAL HEAD 3-S-V LED | Each
11 | 654 | TRAFFIC SIGNAL HEAD STD 3-L-V LED CONFIGURATION | Each
12 | 654 | CONDUCTOR 5-NO. 14 AWG RHH | Lineal Meter
13 | 654 | ADVANCED TRAFFIC SIGNAL CONTROLLER ASSEMBLY (TS-2, TYPE 2) FULLY ACTUATED | Each
14 | 654 | 2 INCH PVC CONDUIT SCHEDULE 40 | Lineal Meter
15 | 654 | 4 INCH PVC CONDUIT SCHEDULE 40 | Lineal Meter
16 | 654 | CONDUCTOR CABLE NO. 6 AWG | Lineal Meter
17 | 654 | TRAFFIC COUNTS, ADJUSTMENT AND FINE TUNING | Lump Sum
18 | 654 | CONCRETE PULL BOX 30X30 | Each
19 | 654 | CONDUCTOR NO. 2 RHH COPPER XLP | Lineal Meter
20 | 654 | VIDEO IMAGE PROCESSOR | Each
21 | 654 | VIDEO SYSTEM COMMUNIUCATION MODULE | Each
22 | 654 | COAXIAL AND POWER CABLE | Lineal Meter
23 | 654 | VIDEO DETECTION CAMERA | Each
24 | 654 | VIDEO CAMERA SURGE SUPPRESOR | Each
25 | 654 | STANDARD LED TRAFFIC SIGNAL HEAD, 12" CONTINUOUS MOVEMENT | Each
26 | 654 | TRAFFIC SIGNAL SUPPORT MAST ARM TYPE 20’ | Each
27 | 654 | TRAFFIC SIGNAL SUPPORT MAST ARM TYPE 50’ | Each
28 | 654 | TRAFFIC SIGNAL SUPPORT MAST ARM TYPE 55’ | Each
29 | 654 | TRAFFIC SIGNAL SUPPORT MAST ARM TYPE 60’ | Each
30 | 661 | PROJECT FUNDING SIGN | Each
31 | 635, 931,932 | ALLOWANCES | 6500
32 | 888 | SOLAR PANEL ARRAY (TYPE) | Each
33 | 888 | INVERTER/CHARGER | Each
34 | 888 | MPPT 60 AMP | Each
35 | 888 | CONNECTION CABLES | Lineal Meter
36 | 888 | CIRCUIT BREAKER | Each
37 | 888 | BATTERIES 12V 115 AH | Each
38 | 888 | MC4 | Each
Total Price ______________________________
Name Of the Bidder: _______________________________________________________ Sign Of the Bidder: ____________________________________________________

## PR-1 AT BAIROA (34)
BID WORKSHEET REQUEST FOR SEALED PROPOSAL NUMBER 22J-08376 DESIGN, ACQUISITION AND INSTALLATION OF A BACK-UP SOLAR ENERGY SYSTEM OF SEVERAL TRAFFIC LIGHTS FOR THE DEPARTMENT OF TRANSPORTATION AND PUBLIC WORKS (DTOP FOR HIS ACRONYMS IN SPANISH)
LINE | SPEC | DESCRIPTION | QUANTITIES | BRAND | MODEL | WARRANTY | % PREFERENCE LAW | PRICE | DELIVERY TIME
PR-1 AT BAIROA
1 | N/A | PERFORM CIVIL AND ELECTRICAL DESIGN TO PROVIDE A PHOTOVOLTAIC POWER BACK-UP SYSTEM FOR THE TRAFFIC SIGNAL | Lump Sum
2 | 151 | MOBILIZATION | Lump Sum by Intersection
3 | 202 | REMOVAL OF STRUCTURES AND OBSTRUCTIONS | Lump Sum
4 | 635 | PREPA/LUMA DISTRIBUTION STANDARD K-3-7-1 | Each
5 | 635 | PREPA/LUMA DISTRIBUTION STANDARD URD 4 | Each
6 | 638 | CONSTRUCTION SIGNS | Square Meter
7 | 638 | DRUMS | Each
8 | 638 | FLASHING ARROW SIGNS | Daily
9 | 654 | MAINT & REMOVAL OF EXISTING TRAFFIC SIGNAL SYSTEM | Lump Sum
10 | 654 | STANDARD TRAFFIC SIGNAL HEAD 3-S-V LED | Each
11 | 654 | TRAFFIC SIGNAL HEAD STD 3-L-V LED CONFIGURATION | Each
12 | 654 | CONDUCTOR 5-NO. 14 AWG RHH | Lineal Meter
13 | 654 | ADVANCED TRAFFIC SIGNAL CONTROLLER ASSEMBLY (TS-2, TYPE 2) FULLY ACTUATED | Each
14 | 654 | 2 INCH PVC CONDUIT SCHEDULE 40 | Lineal Meter
15 | 654 | 4 INCH PVC CONDUIT SCHEDULE 40 | Lineal Meter
16 | 654 | CONDUCTOR CABLE NO. 6 AWG | Lineal Meter
17 | 654 | TRAFFIC COUNTS, ADJUSTMENT AND FINE TUNING | Lump Sum
18 | 654 | CONCRETE PULL BOX 30X30 | Each
19 | 654 | CONDUCTOR NO. 2 RHH COPPER XLP | Lineal Meter
20 | 654 | VIDEO IMAGE PROCESSOR | Each
21 | 654 | VIDEO SYSTEM COMMUNIUCATION MODULE | Each
22 | 654 | COAXIAL AND POWER CABLE | Lineal Meter
23 | 654 | VIDEO DETECTION CAMERA | Each
24 | 654 | VIDEO CAMERA SURGE SUPPRESOR | Each
25 | 654 | STANDARD LED TRAFFIC SIGNAL HEAD, 12" CONTINUOUS MOVEMENT | Each
26 | 654 | TRAFFIC SIGNAL SUPPORT MAST ARM TYPE 20’ | Each
27 | 654 | TRAFFIC SIGNAL SUPPORT MAST ARM TYPE 50’ | Each
28 | 654 | TRAFFIC SIGNAL SUPPORT MAST ARM TYPE 55’ | Each
29 | 654 | TRAFFIC SIGNAL SUPPORT MAST ARM TYPE 60’ | Each
30 | 661 | PROJECT FUNDING SIGN | Each
31 | 635, 931,932 | ALLOWANCES | 6500
32 | 888 | SOLAR PANEL ARRAY (TYPE) | Each
33 | 888 | INVERTER/CHARGER | Each
34 | 888 | MPPT 60 AMP | Each
35 | 888 | CONNECTION CABLES | Lineal Meter
36 | 888 | CIRCUIT BREAKER | Each
37 | 888 | BATTERIES 12V 115 AH | Each
38 | 888 | MC4 | Each
Total Price ______________________________
Name Of the Bidder: _______________________________________________________ Sign Of the Bidder: ____________________________________________________

## PR-3 AT PR-857 (35)
BID WORKSHEET REQUEST FOR SEALED PROPOSAL NUMBER 22J-08376 DESIGN, ACQUISITION AND INSTALLATION OF A BACK-UP SOLAR ENERGY SYSTEM OF SEVERAL TRAFFIC LIGHTS FOR THE DEPARTMENT OF TRANSPORTATION AND PUBLIC WORKS (DTOP FOR HIS ACRONYMS IN SPANISH)
LINE | SPEC | DESCRIPTION | QUANTITIES | BRAND | MODEL | WARRANTY | % PREFERENCE LAW | PRICE | DELIVERY TIME
PR-1 AT PR-857
1 | N/A | PERFORM CIVIL AND ELECTRICAL DESIGN TO PROVIDE A PHOTOVOLTAIC POWER BACK-UP SYSTEM FOR THE TRAFFIC SIGNAL | Lump Sum
2 | 151 | MOBILIZATION | Lump Sum by Intersection
3 | 202 | REMOVAL OF STRUCTURES AND OBSTRUCTIONS | Lump Sum
4 | 635 | PREPA/LUMA DISTRIBUTION STANDARD K-3-7-1 | Each
5 | 635 | PREPA/LUMA DISTRIBUTION STANDARD URD 4 | Each
6 | 638 | CONSTRUCTION SIGNS | Square Meter
7 | 638 | DRUMS | Each
8 | 638 | FLASHING ARROW SIGNS | Daily
9 | 654 | MAINT & REMOVAL OF EXISTING TRAFFIC SIGNAL SYSTEM | Lump Sum
10 | 654 | STANDARD TRAFFIC SIGNAL HEAD 3-S-V LED | Each
11 | 654 | TRAFFIC SIGNAL HEAD STD 3-L-V LED CONFIGURATION | Each
12 | 654 | CONDUCTOR 5-NO. 14 AWG RHH | Lineal Meter
13 | 654 | ADVANCED TRAFFIC SIGNAL CONTROLLER ASSEMBLY (TS-2, TYPE 2) FULLY ACTUATED | Each
14 | 654 | 2 INCH PVC CONDUIT SCHEDULE 40 | Lineal Meter
15 | 654 | 4 INCH PVC CONDUIT SCHEDULE 40 | Lineal Meter
16 | 654 | CONDUCTOR CABLE NO. 6 AWG | Lineal Meter
17 | 654 | TRAFFIC COUNTS, ADJUSTMENT AND FINE TUNING | Lump Sum
18 | 654 | CONCRETE PULL BOX 30X30 | Each
19 | 654 | CONDUCTOR NO. 2 RHH COPPER XLP | Lineal Meter
20 | 654 | VIDEO IMAGE PROCESSOR | Each
21 | 654 | VIDEO SYSTEM COMMUNIUCATION MODULE | Each
22 | 654 | COAXIAL AND POWER CABLE | Lineal Meter
23 | 654 | VIDEO DETECTION CAMERA | Each
24 | 654 | VIDEO CAMERA SURGE SUPPRESOR | Each
25 | 654 | STANDARD LED TRAFFIC SIGNAL HEAD, 12" CONTINUOUS MOVEMENT | Each
26 | 654 | TRAFFIC SIGNAL SUPPORT MAST ARM TYPE 20’ | Each
27 | 654 | TRAFFIC SIGNAL SUPPORT MAST ARM TYPE 50’ | Each
28 | 654 | TRAFFIC SIGNAL SUPPORT MAST ARM TYPE 55’ | Each
29 | 654 | TRAFFIC SIGNAL SUPPORT MAST ARM TYPE 60’ | Each
30 | 661 | PROJECT FUNDING SIGN | Each
31 | 635, 931,932 | ALLOWANCES | 6500
32 | 888 | SOLAR PANEL ARRAY (TYPE) | Each
33 | 888 | INVERTER/CHARGER | Each
34 | 888 | MPPT 60 AMP | Each
35 | 888 | CONNECTION CABLES | Lineal Meter
36 | 888 | CIRCUIT BREAKER | Each
37 | 888 | BATTERIES 12V 115 AH | Each
38 | 888 | MC4 | Each
Total Price ______________________________
Name Of the Bidder: _______________________________________________________ Sign Of the Bidder: ____________________________________________________

## PR-3 AT PR-887 (36)
BID WORKSHEET REQUEST FOR SEALED PROPOSAL NUMBER 22J-08376 DESIGN, ACQUISITION AND INSTALLATION OF A BACK-UP SOLAR ENERGY SYSTEM OF SEVERAL TRAFFIC LIGHTS FOR THE DEPARTMENT OF TRANSPORTATION AND PUBLIC WORKS (DTOP FOR HIS ACRONYMS IN SPANISH)
LINE | SPEC | DESCRIPTION | QUANTITIES | BRAND | MODEL | WARRANTY | % PREFERENCE LAW | PRICE | DELIVERY TIME
PR-3 AT PR-887
1 | N/A | PERFORM CIVIL AND ELECTRICAL DESIGN TO PROVIDE A PHOTOVOLTAIC POWER BACK-UP SYSTEM FOR THE TRAFFIC SIGNAL | Lump Sum
2 | 151 | MOBILIZATION | Lump Sum by Intersection
3 | 202 | REMOVAL OF STRUCTURES AND OBSTRUCTIONS | Lump Sum
4 | 635 | PREPA/LUMA DISTRIBUTION STANDARD K-3-7-1 | Each
5 | 635 | PREPA/LUMA DISTRIBUTION STANDARD URD 4 | Each
6 | 638 | CONSTRUCTION SIGNS | Square Meter
7 | 638 | DRUMS | Each
8 | 638 | FLASHING ARROW SIGNS | Daily
9 | 654 | MAINT & REMOVAL OF EXISTING TRAFFIC SIGNAL SYSTEM | Lump Sum
10 | 654 | STANDARD TRAFFIC SIGNAL HEAD 3-S-V LED | Each
11 | 654 | TRAFFIC SIGNAL HEAD STD 3-L-V LED CONFIGURATION | Each
12 | 654 | CONDUCTOR 5-NO. 14 AWG RHH | Lineal Meter
13 | 654 | ADVANCED TRAFFIC SIGNAL CONTROLLER ASSEMBLY (TS-2, TYPE 2) FULLY ACTUATED | Each
14 | 654 | 2 INCH PVC CONDUIT SCHEDULE 40 | Lineal Meter
15 | 654 | 4 INCH PVC CONDUIT SCHEDULE 40 | Lineal Meter
16 | 654 | CONDUCTOR CABLE NO. 6 AWG | Lineal Meter
17 | 654 | TRAFFIC COUNTS, ADJUSTMENT AND FINE TUNING | Lump Sum
18 | 654 | CONCRETE PULL BOX 30X30 | Each
19 | 654 | CONDUCTOR NO. 2 RHH COPPER XLP | Lineal Meter
20 | 654 | VIDEO IMAGE PROCESSOR | Each
21 | 654 | VIDEO SYSTEM COMMUNIUCATION MODULE | Each
22 | 654 | COAXIAL AND POWER CABLE | Lineal Meter
23 | 654 | VIDEO DETECTION CAMERA | Each
24 | 654 | VIDEO CAMERA SURGE SUPPRESOR | Each
25 | 654 | STANDARD LED TRAFFIC SIGNAL HEAD, 12" CONTINUOUS MOVEMENT | Each
26 | 654 | TRAFFIC SIGNAL SUPPORT MAST ARM TYPE 20’ | Each
27 | 654 | TRAFFIC SIGNAL SUPPORT MAST ARM TYPE 50’ | Each
28 | 654 | TRAFFIC SIGNAL SUPPORT MAST ARM TYPE 55’ | Each
29 | 654 | TRAFFIC SIGNAL SUPPORT MAST ARM TYPE 60’ | Each
30 | 661 | PROJECT FUNDING SIGN | Each
31 | 635, 931,932 | ALLOWANCES | 6500
32 | 888 | SOLAR PANEL ARRAY (TYPE) | Each
33 | 888 | INVERTER/CHARGER | Each
34 | 888 | MPPT 60 AMP | Each
35 | 888 | CONNECTION CABLES | Lineal Meter
36 | 888 | CIRCUIT BREAKER | Each
37 | 888 | BATTERIES 12V 115 AH | Each
38 | 888 | MC4 | Each
Total Price ______________________________
Name Of the Bidder: _______________________________________________________ Sign Of the Bidder: ____________________________________________________

## PR-3 AT UPR HOSPITAL (37)
BID WORKSHEET REQUEST FOR SEALED PROPOSAL NUMBER 22J-08376 DESIGN, ACQUISITION AND INSTALLATION OF A BACK-UP SOLAR ENERGY SYSTEM OF SEVERAL TRAFFIC LIGHTS FOR THE DEPARTMENT OF TRANSPORTATION AND PUBLIC WORKS (DTOP FOR HIS ACRONYMS IN SPANISH)
LINE | SPEC | DESCRIPTION | QUANTITIES | BRAND | MODEL | WARRANTY | % PREFERENCE LAW | PRICE | DELIVERY TIME
PR-3 AT UPR HOSPITAL
1 | N/A | PERFORM CIVIL AND ELECTRICAL DESIGN TO PROVIDE A PHOTOVOLTAIC POWER BACK-UP SYSTEM FOR THE TRAFFIC SIGNAL | Lump Sum
2 | 151 | MOBILIZATION | Lump Sum by Intersection
3 | 202 | REMOVAL OF STRUCTURES AND OBSTRUCTIONS | Lump Sum
4 | 635 | PREPA/LUMA DISTRIBUTION STANDARD K-3-7-1 | Each
5 | 635 | PREPA/LUMA DISTRIBUTION STANDARD URD 4 | Each
6 | 638 | CONSTRUCTION SIGNS | Square Meter
7 | 638 | DRUMS | Each
8 | 638 | FLASHING ARROW SIGNS | Daily
9 | 654 | MAINT & REMOVAL OF EXISTING TRAFFIC SIGNAL SYSTEM | Lump Sum
10 | 654 | STANDARD TRAFFIC SIGNAL HEAD 3-S-V LED | Each
11 | 654 | TRAFFIC SIGNAL HEAD STD 3-L-V LED CONFIGURATION | Each
12 | 654 | CONDUCTOR 5-NO. 14 AWG RHH | Lineal Meter
13 | 654 | ADVANCED TRAFFIC SIGNAL CONTROLLER ASSEMBLY (TS-2, TYPE 2) FULLY ACTUATED | Each
14 | 654 | 2 INCH PVC CONDUIT SCHEDULE 40 | Lineal Meter
15 | 654 | 4 INCH PVC CONDUIT SCHEDULE 40 | Lineal Meter
16 | 654 | CONDUCTOR CABLE NO. 6 AWG | Lineal Meter
17 | 654 | TRAFFIC COUNTS, ADJUSTMENT AND FINE TUNING | Lump Sum
18 | 654 | CONCRETE PULL BOX 30X30 | Each
19 | 654 | CONDUCTOR NO. 2 RHH COPPER XLP | Lineal Meter
20 | 654 | VIDEO IMAGE PROCESSOR | Each
21 | 654 | VIDEO SYSTEM COMMUNIUCATION MODULE | Each
22 | 654 | COAXIAL AND POWER CABLE | Lineal Meter
23 | 654 | VIDEO DETECTION CAMERA | Each
24 | 654 | VIDEO CAMERA SURGE SUPPRESOR | Each
25 | 654 | STANDARD LED TRAFFIC SIGNAL HEAD, 12" CONTINUOUS MOVEMENT | Each
26 | 654 | TRAFFIC SIGNAL SUPPORT MAST ARM TYPE 20’ | Each
27 | 654 | TRAFFIC SIGNAL SUPPORT MAST ARM TYPE 50’ | Each
28 | 654 | TRAFFIC SIGNAL SUPPORT MAST ARM TYPE 55’ | Each
29 | 654 | TRAFFIC SIGNAL SUPPORT MAST ARM TYPE 60’ | Each
30 | 661 | PROJECT FUNDING SIGN | Each
31 | 635, 931,932 | ALLOWANCES | 6500
32 | 888 | SOLAR PANEL ARRAY (TYPE) | Each
33 | 888 | INVERTER/CHARGER | Each
34 | 888 | MPPT 60 AMP | Each
35 | 888 | CONNECTION CABLES | Lineal Meter
36 | 888 | CIRCUIT BREAKER | Each
37 | 888 | BATTERIES 12V 115 AH | Each
38 | 888 | MC4 | Each
Total Price ______________________________
Name Of the Bidder: _______________________________________________________ Sign Of the Bidder: ____________________________________________________

## PR-181 AT PR-183 (38)
BID WORKSHEET REQUEST FOR SEALED PROPOSAL NUMBER 22J-08376 DESIGN, ACQUISITION AND INSTALLATION OF A BACK-UP SOLAR ENERGY SYSTEM OF SEVERAL TRAFFIC LIGHTS FOR THE DEPARTMENT OF TRANSPORTATION AND PUBLIC WORKS (DTOP FOR HIS ACRONYMS IN SPANISH)
LINE | SPEC | DESCRIPTION | QUANTITIES | BRAND | MODEL | WARRANTY | % PREFERENCE LAW | PRICE | DELIVERY TIME
PR-181 AT PR-183
1 | N/A | PERFORM CIVIL AND ELECTRICAL DESIGN TO PROVIDE A PHOTOVOLTAIC POWER BACK-UP SYSTEM FOR THE TRAFFIC SIGNAL | Lump Sum
2 | 151 | MOBILIZATION | Lump Sum by Intersection
3 | 202 | REMOVAL OF STRUCTURES AND OBSTRUCTIONS | Lump Sum
4 | 635 | PREPA/LUMA DISTRIBUTION STANDARD K-3-7-1 | Each
5 | 635 | PREPA/LUMA DISTRIBUTION STANDARD URD 4 | Each
6 | 638 | CONSTRUCTION SIGNS | Square Meter
7 | 638 | DRUMS | Each
8 | 638 | FLASHING ARROW SIGNS | Daily
9 | 654 | MAINT & REMOVAL OF EXISTING TRAFFIC SIGNAL SYSTEM | Lump Sum
10 | 654 | STANDARD TRAFFIC SIGNAL HEAD 3-S-V LED | Each
11 | 654 | TRAFFIC SIGNAL HEAD STD 3-L-V LED CONFIGURATION | Each
12 | 654 | CONDUCTOR 5-NO. 14 AWG RHH | Lineal Meter
13 | 654 | ADVANCED TRAFFIC SIGNAL CONTROLLER ASSEMBLY (TS-2, TYPE 2) FULLY ACTUATED | Each
14 | 654 | 2 INCH PVC CONDUIT SCHEDULE 40 | Lineal Meter
15 | 654 | 4 INCH PVC CONDUIT SCHEDULE 40 | Lineal Meter
16 | 654 | CONDUCTOR CABLE NO. 6 AWG | Lineal Meter
17 | 654 | TRAFFIC COUNTS, ADJUSTMENT AND FINE TUNING | Lump Sum
18 | 654 | CONCRETE PULL BOX 30X30 | Each
19 | 654 | CONDUCTOR NO. 2 RHH COPPER XLP | Lineal Meter
20 | 654 | VIDEO IMAGE PROCESSOR | Each
21 | 654 | VIDEO SYSTEM COMMUNIUCATION MODULE | Each
22 | 654 | COAXIAL AND POWER CABLE | Lineal Meter
23 | 654 | VIDEO DETECTION CAMERA | Each
24 | 654 | VIDEO CAMERA SURGE SUPPRESOR | Each
25 | 654 | STANDARD LED TRAFFIC SIGNAL HEAD, 12" CONTINUOUS MOVEMENT | Each
26 | 654 | TRAFFIC SIGNAL SUPPORT MAST ARM TYPE 20’ | Each
27 | 654 | TRAFFIC SIGNAL SUPPORT MAST ARM TYPE 50’ | Each
28 | 654 | TRAFFIC SIGNAL SUPPORT MAST ARM TYPE 55’ | Each
29 | 654 | TRAFFIC SIGNAL SUPPORT MAST ARM TYPE 60’ | Each
30 | 661 | PROJECT FUNDING SIGN | Each
31 | 635, 931,932 | ALLOWANCES | 6500
32 | 888 | SOLAR PANEL ARRAY (TYPE) | Each
33 | 888 | INVERTER/CHARGER | Each
34 | 888 | MPPT 60 AMP | Each
35 | 888 | CONNECTION CABLES | Lineal Meter
36 | 888 | CIRCUIT BREAKER | Each
37 | 888 | BATTERIES 12V 115 AH | Each
38 | 888 | MC4 | Each
Total Price ______________________________
Name Of the Bidder: _______________________________________________________ Sign Of the Bidder: ____________________________________________________

## PR-203 AT PR-181 (39)
BID WORKSHEET REQUEST FOR SEALED PROPOSAL NUMBER 22J-08376 DESIGN, ACQUISITION AND INSTALLATION OF A BACK-UP SOLAR ENERGY SYSTEM OF SEVERAL TRAFFIC LIGHTS FOR THE DEPARTMENT OF TRANSPORTATION AND PUBLIC WORKS (DTOP FOR HIS ACRONYMS IN SPANISH)
LINE | SPEC | DESCRIPTION | QUANTITIES | BRAND | MODEL | WARRANTY | % PREFERENCE LAW | PRICE | DELIVERY TIME
PR-203 AT PR-181
1 | N/A | PERFORM CIVIL AND ELECTRICAL DESIGN TO PROVIDE A PHOTOVOLTAIC POWER BACK-UP SYSTEM FOR THE TRAFFIC SIGNAL | Lump Sum
2 | 151 | MOBILIZATION | Lump Sum by Intersection
3 | 202 | REMOVAL OF STRUCTURES AND OBSTRUCTIONS | Lump Sum
4 | 635 | PREPA/LUMA DISTRIBUTION STANDARD K-3-7-1 | Each
5 | 635 | PREPA/LUMA DISTRIBUTION STANDARD URD 4 | Each
6 | 638 | CONSTRUCTION SIGNS | Square Meter
7 | 638 | DRUMS | Each
8 | 638 | FLASHING ARROW SIGNS | Daily
9 | 654 | MAINT & REMOVAL OF EXISTING TRAFFIC SIGNAL SYSTEM | Lump Sum
10 | 654 | STANDARD TRAFFIC SIGNAL HEAD 3-S-V LED | Each
11 | 654 | TRAFFIC SIGNAL HEAD STD 3-L-V LED CONFIGURATION | Each
12 | 654 | CONDUCTOR 5-NO. 14 AWG RHH | Lineal Meter
13 | 654 | ADVANCED TRAFFIC SIGNAL CONTROLLER ASSEMBLY (TS-2, TYPE 2) FULLY ACTUATED | Each
14 | 654 | 2 INCH PVC CONDUIT SCHEDULE 40 | Lineal Meter
15 | 654 | 4 INCH PVC CONDUIT SCHEDULE 40 | Lineal Meter
16 | 654 | CONDUCTOR CABLE NO. 6 AWG | Lineal Meter
17 | 654 | TRAFFIC COUNTS, ADJUSTMENT AND FINE TUNING | Lump Sum
18 | 654 | CONCRETE PULL BOX 30X30 | Each
19 | 654 | CONDUCTOR NO. 2 RHH COPPER XLP | Lineal Meter
20 | 654 | VIDEO IMAGE PROCESSOR | Each
21 | 654 | VIDEO SYSTEM COMMUNIUCATION MODULE | Each
22 | 654 | COAXIAL AND POWER CABLE | Lineal Meter
23 | 654 | VIDEO DETECTION CAMERA | Each
24 | 654 | VIDEO CAMERA SURGE SUPPRESOR | Each
25 | 654 | STANDARD LED TRAFFIC SIGNAL HEAD, 12" CONTINUOUS MOVEMENT | Each
26 | 654 | TRAFFIC SIGNAL SUPPORT MAST ARM TYPE 20’ | Each
27 | 654 | TRAFFIC SIGNAL SUPPORT MAST ARM TYPE 50’ | Each
28 | 654 | TRAFFIC SIGNAL SUPPORT MAST ARM TYPE 55’ | Each
29 | 654 | TRAFFIC SIGNAL SUPPORT MAST ARM TYPE 60’ | Each
30 | 661 | PROJECT FUNDING SIGN | Each
31 | 635, 931,932 | ALLOWANCES | 6500
32 | 888 | SOLAR PANEL ARRAY (TYPE) | Each
33 | 888 | INVERTER/CHARGER | Each
34 | 888 | MPPT 60 AMP | Each
35 | 888 | CONNECTION CABLES | Lineal Meter
36 | 888 | CIRCUIT BREAKER | Each
37 | 888 | BATTERIES 12V 115 AH | Each
38 | 888 | MC4 | Each
Total Price ______________________________
Name Of the Bidder: _______________________________________________________ Sign Of the Bidder: ____________________________________________________

## PR-2 AT PR-140 CRUCE DAVIL (40)
BID WORKSHEET REQUEST FOR SEALED PROPOSAL NUMBER 22J-08376 DESIGN, ACQUISITION AND INSTALLATION OF A BACK-UP SOLAR ENERGY SYSTEM OF SEVERAL TRAFFIC LIGHTS FOR THE DEPARTMENT OF TRANSPORTATION AND PUBLIC WORKS (DTOP FOR HIS ACRONYMS IN SPANISH)
LINE | SPEC | DESCRIPTION | QUANTITIES | BRAND | MODEL | WARRANTY | % PREFERENCE LAW | PRICE | DELIVERY TIME
PR-2 AT PR-140 (CRUCE DÁVILA)
1 | N/A | PERFORM CIVIL AND ELECTRICAL DESIGN TO PROVIDE A PHOTOVOLTAIC POWER BACK-UP SYSTEM FOR THE TRAFFIC SIGNAL | Lump Sum
2 | 151 | MOBILIZATION | Lump Sum by Intersection
3 | 202 | REMOVAL OF STRUCTURES AND OBSTRUCTIONS | Lump Sum
4 | 635 | PREPA/LUMA DISTRIBUTION STANDARD K-3-7-1 | Each
5 | 635 | PREPA/LUMA DISTRIBUTION STANDARD URD 4 | Each
6 | 638 | CONSTRUCTION SIGNS | Square Meter
7 | 638 | DRUMS | Each
8 | 638 | FLASHING ARROW SIGNS | Daily
9 | 654 | MAINT & REMOVAL OF EXISTING TRAFFIC SIGNAL SYSTEM | Lump Sum
10 | 654 | STANDARD TRAFFIC SIGNAL HEAD 3-S-V LED | Each
11 | 654 | TRAFFIC SIGNAL HEAD STD 3-L-V LED CONFIGURATION | Each
12 | 654 | CONDUCTOR 5-NO. 14 AWG RHH | Lineal Meter
13 | 654 | ADVANCED TRAFFIC SIGNAL CONTROLLER ASSEMBLY (TS-2, TYPE 2) FULLY ACTUATED | Each
14 | 654 | 2 INCH PVC CONDUIT SCHEDULE 40 | Lineal Meter
15 | 654 | 4 INCH PVC CONDUIT SCHEDULE 40 | Lineal Meter
16 | 654 | CONDUCTOR CABLE NO. 6 AWG | Lineal Meter
17 | 654 | TRAFFIC COUNTS, ADJUSTMENT AND FINE TUNING | Lump Sum
18 | 654 | CONCRETE PULL BOX 30X30 | Each
19 | 654 | CONDUCTOR NO. 2 RHH COPPER XLP | Lineal Meter
20 | 654 | VIDEO IMAGE PROCESSOR | Each
21 | 654 | VIDEO SYSTEM COMMUNIUCATION MODULE | Each
22 | 654 | COAXIAL AND POWER CABLE | Lineal Meter
23 | 654 | VIDEO DETECTION CAMERA | Each
24 | 654 | VIDEO CAMERA SURGE SUPPRESOR | Each
25 | 654 | STANDARD LED TRAFFIC SIGNAL HEAD, 12" CONTINUOUS MOVEMENT | Each
26 | 654 | TRAFFIC SIGNAL SUPPORT MAST ARM TYPE 20’ | Each
27 | 654 | TRAFFIC SIGNAL SUPPORT MAST ARM TYPE 50’ | Each
28 | 654 | TRAFFIC SIGNAL SUPPORT MAST ARM TYPE 55’ | Each
29 | 654 | TRAFFIC SIGNAL SUPPORT MAST ARM TYPE 60’ | Each
30 | 661 | PROJECT FUNDING SIGN | Each
31 | 635, 931,932 | ALLOWANCES | 6500
32 | 888 | SOLAR PANEL ARRAY (TYPE) | Each
33 | 888 | INVERTER/CHARGER | Each
34 | 888 | MPPT 60 AMP | Each
35 | 888 | CONNECTION CABLES | Lineal Meter
36 | 888 | CIRCUIT BREAKER | Each
37 | 888 | BATTERIES 12V 115 AH | Each
38 | 888 | MC4 | Each
Total Price ______________________________
Name Of the Bidder: _______________________________________________________ Sign Of the Bidder: ____________________________________________________

## PR-2 AT PR-165-PR-693 (41)
BID WORKSHEET REQUEST FOR SEALED PROPOSAL NUMBER 22J-08376 DESIGN, ACQUISITION AND INSTALLATION OF A BACK-UP SOLAR ENERGY SYSTEM OF SEVERAL TRAFFIC LIGHTS FOR THE DEPARTMENT OF TRANSPORTATION AND PUBLIC WORKS (DTOP FOR HIS ACRONYMS IN SPANISH)
LINE | SPEC | DESCRIPTION | QUANTITIES | BRAND | MODEL | WARRANTY | % PREFERENCE LAW | PRICE | DELIVERY TIME
PR-2 AT PR-165/PR-693
1 | N/A | PERFORM CIVIL AND ELECTRICAL DESIGN TO PROVIDE A PHOTOVOLTAIC POWER BACK-UP SYSTEM FOR THE TRAFFIC SIGNAL | Lump Sum
2 | 151 | MOBILIZATION | Lump Sum by Intersection
3 | 202 | REMOVAL OF STRUCTURES AND OBSTRUCTIONS | Lump Sum
4 | 635 | PREPA/LUMA DISTRIBUTION STANDARD K-3-7-1 | Each
5 | 635 | PREPA/LUMA DISTRIBUTION STANDARD URD 4 | Each
6 | 638 | CONSTRUCTION SIGNS | Square Meter
7 | 638 | DRUMS | Each
8 | 638 | FLASHING ARROW SIGNS | Daily
9 | 654 | MAINT & REMOVAL OF EXISTING TRAFFIC SIGNAL SYSTEM | Lump Sum
10 | 654 | STANDARD TRAFFIC SIGNAL HEAD 3-S-V LED | Each
11 | 654 | TRAFFIC SIGNAL HEAD STD 3-L-V LED CONFIGURATION | Each
12 | 654 | CONDUCTOR 5-NO. 14 AWG RHH | Lineal Meter
13 | 654 | ADVANCED TRAFFIC SIGNAL CONTROLLER ASSEMBLY (TS-2, TYPE 2) FULLY ACTUATED | Each
14 | 654 | 2 INCH PVC CONDUIT SCHEDULE 40 | Lineal Meter
15 | 654 | 4 INCH PVC CONDUIT SCHEDULE 40 | Lineal Meter
16 | 654 | CONDUCTOR CABLE NO. 6 AWG | Lineal Meter
17 | 654 | TRAFFIC COUNTS, ADJUSTMENT AND FINE TUNING | Lump Sum
18 | 654 | CONCRETE PULL BOX 30X30 | Each
19 | 654 | CONDUCTOR NO. 2 RHH COPPER XLP | Lineal Meter
20 | 654 | VIDEO IMAGE PROCESSOR | Each
21 | 654 | VIDEO SYSTEM COMMUNIUCATION MODULE | Each
22 | 654 | COAXIAL AND POWER CABLE | Lineal Meter
23 | 654 | VIDEO DETECTION CAMERA | Each
24 | 654 | VIDEO CAMERA SURGE SUPPRESOR | Each
25 | 654 | STANDARD LED TRAFFIC SIGNAL HEAD, 12" CONTINUOUS MOVEMENT | Each
26 | 654 | TRAFFIC SIGNAL SUPPORT MAST ARM TYPE 20’ | Each
27 | 654 | TRAFFIC SIGNAL SUPPORT MAST ARM TYPE 50’ | Each
28 | 654 | TRAFFIC SIGNAL SUPPORT MAST ARM TYPE 55’ | Each
29 | 654 | TRAFFIC SIGNAL SUPPORT MAST ARM TYPE 60’ | Each
30 | 661 | PROJECT FUNDING SIGN | Each
31 | 635, 931,932 | ALLOWANCES | 6500
32 | 888 | SOLAR PANEL ARRAY (TYPE) | Each
33 | 888 | INVERTER/CHARGER | Each
34 | 888 | MPPT 60 AMP | Each
35 | 888 | CONNECTION CABLES | Lineal Meter
36 | 888 | CIRCUIT BREAKER | Each
37 | 888 | BATTERIES 12V 115 AH | Each
38 | 888 | MC4 | Each
Total Price ______________________________
Name Of the Bidder: _______________________________________________________ Sign Of the Bidder: ____________________________________________________