## Villas de Añasco - Bid Form
REPARACIONES DEL CENTRO VACACIONAL VILLAS DE AÑASCO DEL DEPARTAMENTO DE RECURSOS NATURALES Y AMBIENTALES DE GOBIERNO DE PUERTO RICO
SUBASTA FORMAL 23J-12023
Repair Cost
ITEM # | DESCRIPTION | QUANTITY | UNIT | UNIT PRICE | TOTAL PRICE | DELIVERY TIME | GUARANTEE | NOTES
Damage 355453, Centro Vacacional Villas de Añasco Villa 04-5 (Tulipan)
Building Damage
1 | Remove and Replace exterior door (ornamental design 2 IN x 2 IN) | 1 | EA | 0 | 0 |  |  | 37 IN wide x 85 IN high
2 | Remove and Replace solid wood entrance door | 1 | EA | 0 | 0 |  |  | 12 FT long x 10 FT wide x 5 IN thick
Damage 355454, Centro Vacacional Villas de Añasco Villa 04-9 (Tulipan)
Building Damage
3 | Remove and Replace exterior door (ornamental design 2 IN x 2 IN) | 1 | EA | 0 | 0 |  |  | 37 IN wide x 85 IN high
Damage 355455, Centro Vacacional Villas de Añasco Villa 05-5 (Almácigo)
Building Damage
4 | Remove and Replace treated wood handrails and post | 7 | LF | 0 | 0 |  |  | 7 FT long x 40 IN high. Made of 2 IN x 6 IN lumber at top and bottom and 2 IN x 2 IN lumbers vertically, space 4 IN
5 | Remove and Replace exterior door (ornamental design 2 IN x 2 IN) | 1 | EA | 0 | 0 |  |  | 37 IN wide x 85 IN high
6 | Remove and Replace solid wood entrance door | 1 | EA | 0 | 0 |  |  | 36 IN wide x 81 IN high
7 | Remove and Replace countertop wood door | 1 | EA | 0 | 0 |  |  | 58 IN long x 23 IN wide
8 | Remove and Replace standard LED exit sign | 1 | EA | 0 | 0 |  |  | LED with red letters
Damage 355456, Centro Vacacional Villas de Añasco Villa 05-10 (Almácigo)
Building Damage
9 | Remove and Replace ceiling gypsum board panels | 168.33 | SF | 0 | 0 |  |  | 16.833 FT long x 10 FT wide x 0.5 FT thick.
10 | Remove and Replace exterior door (ornamental design 2 IN x 2 IN) | 1 | EA | 0 | 0 |  |  | 37 IN wide x 85 IN high
11 | Remove and Replace solid wood entrance door | 1 | EA | 0 | 0 |  |  | 36 IN wide x 81 IN high
12 | Remove and Replace countertop wood door | 1 | EA | 0 | 0 |  |  | 58 IN long x 23 IN wide
13 | Remove and Replace treated wood handrails and post | 1 | EA | 0 | 0 |  |  | 40 IN high
Damage 355457, Centro Vacacional Villas de Añasco Villa 08-5 (Laurel)
Villa Laurel 5
14 | Remove and Replace exterior door (ornamental design 2 IN x 2 IN) | 1 | EA | 0 | 0 |  |  | 37 IN wide x 85 IN high
Villa Laurel 9
15 | Remove and Replace exterior door (ornamental design 2 IN x 2 IN) | 1 | EA | 0 | 0 |  |  | 37 IN wide x 85 IN high
Bathroom cceiling
16 | Remove and Replace gypsum board panels | 43.45 | SF | 0 | 0 |  |  | 9.83 FT long x 4.42 FT wide x 0.5 IN thick
Bathroom cceiling
17 | Replace countertop ceramic tiles | 9.66 | SF | 0 | 0 |  |  | 4.83 FT long x 2 FT wide
Master Room AC unit
18 | Replace Air Conditioner Unit | 1 | EA | 0 | 0 |  |  | Wall Mounted, 12,000 BTU, 230/208 Volts, install anchoring
Room #1 AC unit
19 | Replace Air Conditioner Unit | 1 | EA | 0 | 0 |  |  | Wall Mounted, 12,000 BTU, 230/208 Volts, install anchoring
Room #1 Ceiling
20 | Remove and Replace gypsum board panels | 130 | SF | 0 | 0 |  |  | 13 FT long x 10 FT wide x 0.5 IN thick.
21 | Remove and Replace Electrical wires and CPVC electrical conduct | 2 | EA | 0 | 0 |  |  | 1 IN diameter x 20 FT long
22 | Remove and Replace gypsum board frame | 130 | SF | 0 | 0 |  |  | 13 FT long x 10 FT wide
Lighting
23 | Remove and replace lighting fixture | 1 | EA | 0 | 0 |  |  | 1 FT long x 1 FT wide
Stair's handrails
24 | Remove and replace treated wood handrails and post | 13 | LF | 0 | 0 |  |  | 40 IN high
Water heater
25 | Replace water heater | 1 | EA | 0 | 0 |  |  | 19 Gallons, 240-Volts, 2500 Watt
Damage 355458, Centro Vacacional Villas de Añasco Villa 08-10 (Laurel)
Building Damage
26 | Remove and Replace ceiling gypsum board panels | 150 | SF | 0 | 0 |  |  | 15 FT long x 10 FT wide x 0.75 IN thick.
27 | Remove and Replace treated wood handrails and post | 13 | LF | 0 | 0 |  |  | 40 IN high
28 | Remove and Replace exterior door (ornamental design 2 IN x 2 IN) | 1 | EA | 0 | 0 |  |  | 40 IN wide x 101 IN high
29 | Remove and Replace external wood door counter | 1 | EA | 0 | 0 |  |  | 58 IN long x 23 IN wide
|  |  |  | Subtotal: | 0
Additional Repair Item Cost
Centro Vacacional Villas de Añasco Villa XX-01 (Cobana)
Balcony
30 | Repair Top Column Molding | 1 | EA | 0 | 0
31 | Replace PVC & Wood Seat Bench | 1 | EA | 0 | 0 |  |  | Equal to existing
32 | Repair Permanent Bench | 1 | EA | 0 | 0 |  |  | With Anti-Corrosive Paint
33 | Remove and replace treated wood handrails and post | 27 | LFT | 0 | 0 |  |  | 7 FT long x 40 IN high. Made of 2 IN x 6 IN lumber at top and bottom and 2 IN x 2 IN lumbers vertically, space 4 IN
34 | Replace Solid Wood Door | 1 | EA | 0 | 0 |  |  | 36 IN wide x 84 IN high
35 | Apply coating to Latice partition Paint Wood Stain & Sealer; Wooden Wall Divider (Vertical & Horizontal piece 1.5" x 1.5", Spacing between vertical piece 3") | 48 | SF | 0 | 0
36 | Replace receptacle cover waterproof | 1 | EA | 0 | 0
Living Room/ Kitchen
37 | Remove existing door & replace with New Aluminun Doors with hardware -See Tech Specs | 1 | EA | 0 | 0 |  |  | 36 IN wide x 84 IN high
38 | Remove (Wood counter /Frame/Fitting) and Install New aluminum Door with hardware | 1 | EA | 0 | 0 |  |  | 59 " x 24"
39 | Replace kitchen faucet | 1 | EA | 0 | 0
40 | Replace window operator | 1 | EA | 0 | 0
41 | Replace window screen | 2 | EA | 0 | 0 |  |  | 18 IN x 45 IN
42 | Replace Electrical Main Breaker Cover - SEE TECH. SPECS | 1 | EA | 0 | 0
43 | Replace Emergency Light Devices | 1 | EA | 0 | 0
44 | N/A | 1 | EA | 0 | 0
45 | Replace Fire extinguisher wall cabinet with fire extinguisher bracket | 1 | EA | 0 | 0
46 | Replace Smoke Detector (Compatible with Fire Alarm Panel) | 1 | EA | 0 | 0
47 | Remove and disposal of Wood Baseboard (see specs for the proposed work) | 44 | LF | 0 | 0
48 | Repair Permanent Bench | 1 | EA | 0 | 0 |  |  | With Anti-Corrosive Paint
Bath
49 | Replace Wood Door with hardware - see tech specs | 1 | EA | 0 | 0 |  |  | 36 IN x 84 IN with Louver (2ftx2ft)
50 | Replace Sink Faucet & Shower | 1 | EA | 0 | 0
51 | Repair Ceiling Leak & repair gypsum board fascia | 10 | SF | 0 | 0
52 | Replace window operator | 2 | EA | 0 | 0
53 | Replace Toilet with manuel pressure flush valve to match existing | 1 | EA | 0 | 0
54 | HC Shower Chair & HC Grab Bar (6ft L Form) only in Handicapped | 1 | EA | 0 | 0
Master Room
55 | Replace Wood Door with hardware | 1 | EA | 0 | 0 |  |  | 36 IN x 84 IN with Louver (2ftx2ft)
56 | Replace Stainless steel electrical receptacle cover | 1 | EA | 0 | 0
57 | Replace window operator | 1 | EA | 0 | 0
58 | Replace Mattres Queen | 1 | EA | 0 | 0
59 | Replace Smoke Detector compatible with fire alarm panel | 1 | EA | 0 | 0
60 | Remove and disposal of Wood Baseboard (see specs for the proposed work) | 44 | LF | 0 | 0
61 | Replace lamp | 1 | EA | 0 | 0
Bedroom
62 | Replace Wood Door with hardware to match existing | 1 | EA | 0 | 0 |  |  | 36 IN x 84 IN with Louver (2ftx2ft)
63 | Replace Window operators | 4 | EA | 0 | 0
64 | Replace Mattres Twin | 4 | EA | 0 | 0
65 | Replace A/C to match existing | 1 | EA | 0 | 0 |  |  | 12K BTU
66 | Replace Smoke Detector compatible with fire alarm panel | 1 | EA | 0 | 0
67 | Remove and disposal of Wood Baseboard (see specs for the proposed work) | 50 | LF | 0 | 0
General Work
68 | Apply one coat of primer and two coats of paint in all apartment interiors and at the balcony: all walls, and ceiling roof. | 3348.48 | SF | 0 | 0
69 | Apply one coat of primer and two coats of paint in all apartment interiors and at the balcony: all walls, and ceiling roof. | 6696.96 | SF | 0 | 0
Centro Vacacional Villas de Añasco Villa XX-02 (Cobana)
Balcony
63 | Replace PVC & Wood Seat Bench | 1 | EA | 0 | 0 |  |  | Equal to existing
64 | Repair Permanent Bench | 1 | EA | 0 | 0 |  |  | With Anti-Corrosive Paint
65 | Replace weatherproof electrical cover & receptacle outdoor outlet | 1 | EA | 0 | 0
66 | Remove and replace treated wood handrails and post | 14.7 | LF | 0 | 0 |  |  | 7 FT long x 40 IN high. Made of 2 IN x 6 IN lumber at top and bottom and 2 IN x 2 IN lumbers vertically, space 4 IN
67 | Replace Solid Wood Door | 1 | EA | 0 | 0 |  |  | 36 IN wide x 84 IN high
68 | Apply coating to Latice partition Paint Wood Stain & Sealer; Wooden Wall Divider (Vertical & Horizontal piece 1.5" x 1.5", Spacing between vertical piece 3") | 83 | SF | 0 | 0
Kitchen
69 | Remove existing door & replace with New Aluminun Doors with hardware -See Tech Specs | 1 | EA | 0 | 0 |  |  | 36 IN wide x 84 IN high
70 | Remove (Wood counter /Frame/Fitting) and Install New aluminum Door with hardware | 1 | EA | 0 | 0 |  |  | 59 " x 24"
71 | Replace kitchen faucet | 1 | EA | 0 | 0
72 | Replace window screen | 1 | EA | 0 | 0 |  |  | 18 IN x 45 IN
73 | Replace Emergency Light Devices | 1 | EA | 0 | 0
74 | N/A | 1 | EA | 0 | 0
75 | Replace GFCI Outlet | 1 | EA | 0 | 0
76 | Replace Smoke Detector (Compatible with Fire Alarm Panel) | 1 | EA | 0 | 0
77 | Remove and disposal of Wood Baseboard (see specs for the proposed work) | 44 | LF | 0 | 0
78 | Repair Permanent Bench | 1 | EA | 0 | 0 |  |  | With Anti-Corrosive Paint
Bath
79 | Replace Wood Door with hardware - see tech specs | 1 | EA | 0 | 0 |  |  | 36 IN x 84 IN with Louver (2ftx2ft)
80 | Replace Sink Faucet & Shower | 1 | EA | 0 | 0
81 | Repair Ceiling Leak & repair gypsum board fascia | 10 | SF | 0 | 0
82 | Replace Shower Drain Cover | 1 | EA | 0 | 0
83 | Replace stainless steel soap dish | 1 | EA | 0 | 0
84 | Replace Toilet with manuel pressure flush valve to match existing | 1 | EA | 0 | 0
Master Room
85 | Replace Wood Door with hardware | 1 | EA | 0 | 0 |  |  | 36 IN x 84 IN with Louver (2ftx2ft)
86 | Replace Mattres Queen | 1 | EA | 0 | 0
87 | Replace Smoke Detector compatible with fire alarm panel | 1 | EA | 0 | 0
88 | Remove and disposal of Wood Baseboard (see specs for the proposed work) | 44 | LF | 0 | 0
89 | Replace lamp | 1 | EA | 0 | 0
Bedroom
90 | Replace Wood Door with hardware to match existing | 1 | EA | 0 | 0 |  |  | 36 IN x 84 IN with Louver (2ftx2ft)
91 | Replace Window operators | 4 | EA | 0 | 0
92 | Replace Window Screen | 1 | EA | 0 | 0
93 | Replace Mattres Twin | 4 | EA | 0 | 0
94 | Replace A/C to match existing | 1 | EA | 0 | 0 |  |  | 12K BTU
95 | Replace Smoke Detector compatible with fire alarm panel | 1 | EA | 0 | 0
96 | Remove and disposal of Wood Baseboard (see specs for the proposed work) | 50 | LF | 0 | 0
General Work
97 | Apply One Coat of Primer in all Apartment Interior and at the Balcony: all walls, and ceiling roof. See specs for details | 3348.48 | SF | 0 | 0
98 | Apply Two coats of Paint in all Apartment Interior and at the Balcony: all walls, floor and ceiling roof. See specs for details | 6696.96 | SF | 0 | 0
Centro Vacacional Villas de Añasco Villa XX-03 (Cobana)
Balcony
99 | Replace Outdoor Ceiling Lights | 2 | EA | 0 | 0
100 | Repair Top Column Molding | 1 | EA | 0 | 0
101 | Replace PVC & Wood Seat Bench | 1 | EA | 0 | 0 |  |  | Equal to existing
102 | Repair Permanent Bench | 1 | EA | 0 | 0 |  |  | With Anti-Corrosive Paint
103 | Remove and replace treated wood handrails and post | 14.7 | LF | 0 | 0 |  |  | 7 FT long x 40 IN high. Made of 2 IN x 6 IN lumber at top and bottom and 2 IN x 2 IN lumbers vertically, space 4 IN
104 | Replace Solid Wood Door | 1 | EA | 0 | 0 |  |  | 36 IN wide x 84 IN high
105 | Apply coating to Latice partition Paint Wood Stain & Sealer; Wooden Wall Divider (Vertical & Horizontal piece 1.5" x 1.5", Spacing between vertical piece 3") | 83 | SF | 0 | 0
Living Room/ Kitchen
106 | Remove existing door & replace with New Aluminun Doors with hardware -See Tech Specs | 1 | EA | 0 | 0 |  |  | 36 IN wide x 84 IN high
107 | Remove (Wood counter /Frame/Fitting) and Install New aluminum Door with hardware | 1 | EA | 0 | 0 |  |  | 59 " x 24"
108 | Replace kitchen faucet | 1 | EA | 0 | 0
109 | Replace Electrical Main Breaker Cover - SEE TECH. SPECS | 1 | EA | 0 | 0
110 | Replace GFCI Outlet | 1 | EA | 0 | 0
111 | Replace Smoke Detector (Compatible with Fire Alarm Panel) | 1 | EA | 0 | 0
112 | Install refrigerator Light bulb | 1 | EA | 0 | 0
113 | Remove and disposal of Wood Baseboard (see specs for the proposed work) | 44 | LF | 0 | 0
114 | Repair Permanent Bench | 1 | EA | 0 | 0 |  |  | With Anti-Corrosive Paint
Bath
115 | Replace Wood Door with hardware - see tech specs | 1 | EA | 0 | 0 |  |  | 36 IN x 84 IN with Louver (2ftx2ft)
116 | Replace Ceiling lights - see tech specs. | 1 | EA | 0 | 0
117 | Replace Sink Faucet & Shower | 1 | EA | 0 | 0
118 | Toilet Seat | 1 | EA | 0 | 0
119 | Repair Ceiling Leak & repair gypsum board fascia | 10 | SF | 0 | 0
120 | Replace Toilet with manuel pressure flush valve to match existing | 1 | EA | 0 | 0
Master Room
121 | Replace Wood Door with hardware | 1 | EA | 0 | 0 |  |  | 36 IN x 84 IN with Louver (2ftx2ft)
122 | Replace Mattres Queen | 1 | EA | 0 | 0
123 | Replace Smoke Detector compatible with fire alarm panel | 1 | EA | 0 | 0
124 | Remove and disposal of Wood Baseboard (see specs for the proposed work) | 44 | LF | 0 | 0
Bedroom
125 | Replace Wood Door with hardware to match existing | 1 | EA | 0 | 0 |  |  | 36 IN x 84 IN with Louver (2ftx2ft)
126 | Replace Stainless steel electrical receptacle cover | 1 | EA | 0 | 0
127 | Replace Window operators | 4 | EA | 0 | 0
128 | Replace Mattres Twin | 4 | EA | 0 | 0
129 | Replace Smoke Detector compatible with fire alarm panel | 1 | EA | 0 | 0
130 | Remove and disposal of Wood Baseboard (see specs for the proposed work) | 50 | LF | 0 | 0
General Work
131 | Apply One Coat of Primer in all Apartment Interior and at the Balcony: all walls, and ceiling roof. See specs for details | 3348.48 | SF | 0 | 0
132 | Apply Two coats of Paint in all Apartment Interior and at the Balcony: all walls, floor and ceiling roof. See specs for details | 6696.96 | SF | 0 | 0
Centro Vacacional Villas de Añasco Villa XX-04 (Cobana)
Balcony
133 | Replace Outdoor Ceiling Lights | 2 | EA | 0 | 0
134 | Repair Top Column Molding | 1 | EA | 0 | 0
135 | Replace PVC & Wood Seat Bench | 1 | EA | 0 | 0 |  |  | Equal to existing
136 | Repair Permanent Bench | 1 | EA | 0 | 0 |  |  | With Anti-Corrosive Paint
137 | Remove and replace treated wood handrails and post | 27.09 | LF | 0 | 0 |  |  | 7 FT long x 40 IN high. Made of 2 IN x 6 IN lumber at top and bottom and 2 IN x 2 IN lumbers vertically, space 4 IN
138 | Replace Solid Wood Door | 1 | EA | 0 | 0 |  |  | 36 IN wide x 84 IN high
139 | Apply coating to Latice partition Paint Wood Stain & Sealer; Wooden Wall Divider (Vertical & Horizontal piece 1.5" x 1.5", Spacing between vertical piece 3") | 48 | SF | 0 | 0
Living Room/ Kitchen
140 | Remove existing door & replace with New Aluminun Doors with hardware -See Tech Specs | 1 | EA | 0 | 0 |  |  | 36 IN wide x 84 IN high
141 | Remove (Wood counter /Frame/Fitting) and Install New aluminum Door with hardware | 1 | EA | 0 | 0 |  |  | 59 " x 24"
142 | Replace kitchen faucet | 1 | EA | 0 | 0
143 | Replace Emergency Light Devices | 1 | EA | 0 | 0
144 | N/A | 1 | EA | 0 | 0
145 | Replace Fire extinguisher wall cabinet enclosure with fire extinguisher bracket | 1 | EA | 0 | 0
146 | Replace Smoke Detector (Compatible with Fire Alarm Panel) | 1 | EA | 0 | 0
147 | Remove and disposal of Wood Baseboard (see specs for the proposed work) | 44 | LF | 0 | 0
148 | Repair Permanent Bench | 1 | EA | 0 | 0
149 | Repair Ceiling Leak. Repair broken pipe and replace ceiling panel with studs and paint to match existing. See spec. | 1 | EA | 0 | 0 |  |  | living room (apparently broken pipe)
Bath
150 | Replace Wood Door with hardware - see tech specs | 1 | EA | 0 | 0 |  |  | 36 IN x 84 IN with Louver (2ftx2ft)
151 | Replace Sink Faucet & Shower | 1 | EA | 0 | 0
152 | Repair Ceiling Leak & repair gypsum board fascia | 10 | SF | 0 | 0
153 | Replace Toilet with manuel pressure flush valve to match existing | 1 | EA | 0 | 0
Master Room
154 | Replace Wood Door with hardware | 1 | EA | 0 | 0 |  |  | 36 IN x 84 IN with Louver (2ftx2ft)
155 | Replace window operator | 2 | EA | 0 | 0
156 | Replace Mattres Queen | 1 | EA | 0 | 0
157 | Replace A/C to match existing | 1 | EA | 0 | 0
158 | Replace Smoke Detector compatible with fire alarm panel | 1 | EA | 0 | 0
159 | Remove and disposal of Wood Baseboard (see specs for the proposed work) | 44 | LF | 0 | 0
160 | Replace lamp | 1 | EA | 0 | 0
Bedroom
161 | Replace Wood Door with hardware to match existing | 1 | EA | 0 | 0 |  |  | 36 IN x 84 IN with Louver (2ftx2ft)
162 | Replace Window operators | 4 | EA | 0 | 0
163 | Replace Mattres Twin | 4 | EA | 0 | 0
164 | Replace A/C to match existing | 1 | EA | 0 | 0
165 | Replace Smoke Detector compatible with fire alarm panel | 1 | EA | 0 | 0
166 | Remove and disposal of Wood Baseboard (see specs for the proposed work) | 50 | LF | 0 | 0
General Work
167 | Apply One Coat of Primer in all Apartment Interior and at the Balcony: all walls, and ceiling roof. See specs for details | 3348.48 | SF | 0 | 0
168 | Apply Two coats of Paint in all Apartment Interior and at the Balcony: all walls, floor and ceiling roof. See specs for details | 6696.96 | SF | 0 | 0
Centro Vacacional Villas de Añasco Villa XX-05 (Cobana)
Balcony
169 | Replace PVC & Wood Seat Bench | 1 | EA | 0 | 0 |  |  | Equal to existing
170 | Repair Permanent Bench | 1 | EA | 0 | 0 |  |  | With Anti-Corrosive Paint
171 | Remove and replace treated wood handrails and post | 27.09 | LF | 0 | 0 |  |  | 7 FT long x 40 IN high. Made of 2 IN x 6 IN lumber at top and bottom and 2 IN x 2 IN lumbers vertically, space 4 IN
172 | Replace Solid Wood Door | 1 | EA | 0 | 0 |  |  | 36 IN wide x 84 IN high
173 | Apply coating to Latice partition Paint Wood Stain & Sealer; Wooden Wall Divider (Vertical & Horizontal piece 1.5" x 1.5", Spacing between vertical piece 3") | 40.25 | SF | 0 | 0
Living Room/ Kitchen
174 | Remove existing door & replace with New Aluminun Doors with hardware -See Tech Specs | 1 | EA | 0 | 0 |  |  | 36 IN wide x 84 IN high
175 | Remove (Wood counter /Frame/Fitting) and Install New aluminum Door with hardware | 1 | EA | 0 | 0 |  |  | 59 " x 24"
176 | Replace kitchen faucet | 1 | EA | 0 | 0
177 | Replace window screen | 1 | EA | 0 | 0
178 | Replace Emergency Light Devices | 1 | EA | 0 | 0
180 | Replace Fire extinguisher wall cabinet enclosure with fire extinguisher bracket | 1 | EA | 0 | 0
181 | Replace Smoke Detector (Compatible with Fire Alarm Panel) | 1 | EA | 0 | 0
182 | Install refrigerator Light bulb | 1 | EA | 0 | 0
183 | Remove and disposal of Wood Baseboard (see specs for the proposed work) | 44 | LF | 0 | 0
184 | Repair Permanent Bench (Anti-Corrosive Paint) | 1 | EA | 0 | 0 |  |  | With Anti-Corrosive Paint
185 | Replace receptacle cover | 1 | EA | 0 | 0
Bath
186 | Replace Wood Door with hardware - see tech specs | 1 | EA | 0 | 0 |  |  | 36 IN x 84 IN with Louver (2ftx2ft)
187 | Replace Sink Faucet & Shower | 1 | EA | 0 | 0
188 | Repair shower drain leaks from 2nd &3rd levels, include mosaic floor replacement to perform requested the repairs-see tech specs | 1 | LS | 0 | 0
189 | Replace Toilet with manuel pressure flush valve to match existing | 1 | EA | 0 | 0
Master Room
190 | Replace Wood Door with hardware | 1 | EA | 0 | 0 |  |  | 36 IN x 84 IN with Louver (2ftx2ft)
191 | Replace Mattres Queen | 1 | EA | 0 | 0
192 | Replace A/C to match existing | 1 | EA | 0 | 0 |  |  | 12 K BTU
193 | Replace Smoke Detector compatible with fire alarm panel | 1 | EA | 0 | 0
194 | Remove and disposal of Wood Baseboard (see specs for the proposed work) | 44 | LF | 0 | 0
Bedroom
195 | Replace Wood Door with hardware to match existing | 1 | EA | 0 | 0 |  |  | 36 IN x 84 IN with Louver (2ftx2ft)
196 | Replace Window operators | 4 | EA | 0 | 0
197 | Replace Mattres Twin | 4 | EA | 0 | 0
198 | Replace Smoke Detector compatible with fire alarm panel | 1 | EA | 0 | 0
199 | Remove and disposal of Wood Baseboard (see specs for the proposed work) | 50 | LF | 0 | 0
General Work
200 | Apply One Coat of Primer in all Apartment Interior and at the Balcony: all walls, and ceiling roof. See specs for details | 3348.48 | SF | 0 | 0
201 | Apply Two coats of Paint in all Apartment Interior and at the Balcony: all walls, floor and ceiling roof. See specs for details | 6696.96 | SF | 0 | 0
Centro Vacacional Villas de Añasco Villa XX-06 (Cobana)
Balcony
202 | Replace Outdoor Ceiling Lights | 1 | EA | 0 | 0
203 | Replace PVC & Wood Seat Bench | 1 | EA | 0 | 0 |  |  | Equal to existing
204 | Repair Permanent Bench | 1 | EA | 0 | 0 |  |  | With Anti-Corrosive Paint
205 | Replace Weatherproof Electrical Cover &Receptacle Outdoor Outlet | 1 | EA | 0 | 0
206 | Remove and replace treated wood handrails and post | 17.85 | LF | 0 | 0 |  |  | 7 FT long x 40 IN high. Made of 2 IN x 6 IN lumber at top and bottom and 2 IN x 2 IN lumbers vertically, space 4 IN
207 | Replace Solid Wood Door | 1 | EA | 0 | 0 |  |  | 36 IN wide x 84 IN high
208 | Replace exit sign | 1 | EA | 0 | 0
209 | Apply coating to Latice partition Paint Wood Stain & Sealer; Wooden Wall Divider (Vertical & Horizontal piece 1.5" x 1.5", Spacing between vertical piece 3") | 94 | SF | 0 | 0
Living Room/ Kitchen
210 | Remove existing door & replace with New Aluminun Doors with hardware -See Tech Specs | 1 | EA | 0 | 0 |  |  | 36 IN wide x 84 IN high
211 | Remove (Wood counter /Frame/Fitting) and Install New aluminum Door with hardware | 1 | EA | 0 | 0 |  |  | 59 " x 24"
212 | Replace Ceiling Lights | 1 | EA | 0 | 0
213 | Replace kitchen faucet | 1 | EA | 0 | 0
214 | Replace Window operator | 1 | EA | 0 | 0
215 | Replace Emergency Light Devices | 1 | EA | 0 | 0
216 | Replace Fire extinguisher wall cabinet enclosure with fire extinguisher bracket | 1 | EA | 0 | 0
217 | Replace GFCI Outlet | 2 | EA | 0 | 0
218 | Replace Smoke Detector (Compatible with Fire Alarm Panel) | 1 | EA | 0 | 0
219 | Install refrigerator Light bulb | 1 | EA | 0 | 0
220 | Remove and disposal of Wood Baseboard (see specs for the proposed work) | 44 | LF | 0 | 0
221 | Repair Permanent Bench | 1 | EA | 0 | 0 |  |  | With Anti-Corrosive Paint
Bath
222 | Replace Wood Door with hardware - see tech specs | 1 | EA | 0 | 0 |  |  | 36 IN x 84 IN with Louver (2ftx2ft)
223 | Replace Sink Faucet & Shower | 1 | EA | 0 | 0
224 | Repair shower drain leaks from 2nd &3rd levels, include mosaic floor replacement to perform requested the repairs-see tech specs | 1 | LS | 0 | 0
225 | Replace Shower Curtain | 1 | EA | 0 | 0
226 | Replace shower drain cover | 1 | EA | 0 | 0
227 | Replace Toilet with manuel pressure flush valve to match existing | 1 | EA | 0 | 0
Master Room
228 | Replace Wood Door with hardware | 1 | EA | 0 | 0 |  |  | 36 IN x 84 IN with Louver (2ftx2ft)
229 | Replace Mattres Queen | 1 | EA | 0 | 0
230 | Replace A/C to match existing | 1 | EA | 0 | 0
231 | Replace Smoke Detector compatible with fire alarm panel | 1 | EA | 0 | 0
232 | Remove and disposal of Wood Baseboard (see specs for the proposed work) | 44 | LF | 0 | 0
Bedroom
233 | Replace Wood Door with hardware to match existing | 1 | EA | 0 | 0 |  |  | 36 IN x 84 IN with Louver (2ftx2ft)
234 | Replace Window operators | 4 | EA | 0 | 0
235 | Replace Mattres Twin | 4 | EA | 0 | 0
236 | Replace Smoke Detector compatible with fire alarm panel | 1 | EA | 0 | 0
237 | Remove and disposal of Wood Baseboard (see specs for the proposed work) | 50 | LF | 0 | 0
General Work
238 | Apply One Coat of Primer in all Apartment Interior and at the Balcony: all walls, and ceiling roof. See specs for details | 3348.48 | SF | 0 | 0
239 | Apply Two coats of Paint in all Apartment Interior and at the Balcony: all walls, floor and ceiling roof. See specs for details | 6696.96 | SF | 0 | 0
Centro Vacacional Villas de Añasco Villa XX-07 (Cobana)
Balcony
240 | Repair crack Ceiling & Leak, seal entire upper balcony according to specs | 1 | PC | 0 | 0
241 | Replace PVC & Wood Seat Bench | 1 | EA | 0 | 0 |  |  | Equal to existing
242 | Repair Permanent Bench | 1 | EA | 0 | 0 |  |  | With Anti-Corrosive Paint
243 | Remove and replace treated wood handrails and post | 17.85 | LF | 0 | 0 |  |  | 7 FT long x 40 IN high. Made of 2 IN x 6 IN lumber at top and bottom and 2 IN x 2 IN lumbers vertically, space 4 IN
244 | Replace Solid Wood Door | 1 | EA | 0 | 0 |  |  | 36 IN wide x 84 IN high
245 | Replace exit sign | 1 | EA | 0 | 0
246 | Apply coating to Latice partition Paint Wood Stain & Sealer; Wooden Wall Divider (Vertical & Horizontal piece 1.5" x 1.5", Spacing between vertical piece 3") | 94 | SF | 0 | 0
Living Room/ Kitchen
247 | Remove existing door & replace with New Aluminun Doors with hardware -See Tech Specs | 1 | EA | 0 | 0 |  |  | 36 IN wide x 84 IN high
248 | Remove (Wood counter /Frame/Fitting) and Install New aluminum Door with hardware | 1 | EA | 0 | 0 |  |  | 59 " x 24"
249 | Replace Ceiling Lights | 1 | EA | 0 | 0
250 | Replace kitchen faucet | 1 | EA | 0 | 0
251 | Replace Emergency Light Devices | 1 | EA | 0 | 0
252 | Replace GFCI Outlet | 1 | EA | 0 | 0
253 | Replace Smoke Detector (Compatible with Fire Alarm Panel) | 1 | EA | 0 | 0
254 | Remove and disposal of Wood Baseboard (see specs for the proposed work) | 44 | LF | 0 | 0
255 | Repair Permanent Bench | 1 | EA | 0 | 0 |  |  | With Anti-Corrosive Paint
Bath
256 | Replace Wood Door with hardware - see tech specs | 1 | EA | 0 | 0 |  |  | 36 IN x 84 IN with Louver (2ftx2ft)
257 | Replace Ceiling lights - see tech specs. | 1 | EA | 0 | 0
258 | Replace Sink Faucet & Shower | 1 | EA | 0 | 0
259 | Repair shower drain leaks from 2nd &3rd levels, include mosaic floor replacement to perform requested the repairs-see tech specs | 1 | LS | 0 | 0
260 | Replace Toilet with manuel pressure flush valve to match existing | 1 | EA | 0 | 0
Master Room
261 | Replace Wood Door with hardware | 1 | EA | 0 | 0 |  |  | 36 IN x 84 IN with Louver (2ftx2ft)
262 | Replace Mattres Queen | 1 | EA | 0 | 0
263 | Replace Smoke Detector compatible with fire alarm panel | 1 | EA | 0 | 0
264 | Remove and disposal of Wood Baseboard (see specs for the proposed work) | 44 | LF | 0 | 0
Bedroom
265 | Replace Wood Door with hardware to match existing | 1 | EA | 0 | 0 |  |  | 36 IN x 84 IN with Louver (2ftx2ft)
266 | Replace Window operators | 4 | EA | 0 | 0
267 | Replace Mattres Twin | 4 | EA | 0 | 0
268 | Remove and disposal of Wood Baseboard (see specs for the proposed work) | 50 | LF | 0 | 0
General Work
269 | Apply One Coat of Primer in all Apartment Interior and at the Balcony: all walls, and ceiling roof. See specs for details | 3348.48 | SF | 0 | 0
270 | Apply Two coats of Paint in all Apartment Interior and at the Balcony: all walls, floor and ceiling roof. See specs for details | 6696.96 | SF | 0 | 0
Centro Vacacional Villas de Añasco Villa XX-08 (Cobana)
Balcony
271 | Replace Outdoor Ceiling Lights | 1 | EA | 0 | 0
272 | Replace PVC & Wood Seat Bench | 1 | EA | 0 | 0 |  |  | Equal to existing
273 | Repair Permanent Bench | 1 | EA | 0 | 0 |  |  | With Anti-Corrosive Paint
274 | Remove and replace treated wood handrails and post | 27 | LF | 0 | 0 |  |  | 7 FT long x 40 IN high. Made of 2 IN x 6 IN lumber at top and bottom and 2 IN x 2 IN lumbers vertically, space 4 IN
275 | Replace Solid Wood Door | 1 | EA | 0 | 0 |  |  | 36 IN wide x 84 IN high
276 | Apply coating to Latice partition Paint Wood Stain & Sealer; Wooden Wall Divider (Vertical & Horizontal piece 1.5" x 1.5", Spacing between vertical piece 3") | 40.25 | SF | 0 | 0
Living Room/ Kitchen
277 | Remove existing door & replace with New Aluminun Doors with hardware -See Tech Specs | 1 | EA | 0 | 0 |  |  | 36 IN wide x 84 IN high
278 | Remove (Wood counter /Frame/Fitting) and Install New aluminum Door with hardware | 1 | EA | 0 | 0 |  |  | 59 " x 24"
279 | Replace kitchen faucet | 1 | EA | 0 | 0
280 | Repace window operator | 1 | EA | 0 | 0
281 | Replace Emergency Light Devices | 1 | EA | 0 | 0
283 | Replace GFCI Outlet | 1 | EA | 0 | 0
284 | Replace Smoke Detector (Compatible with Fire Alarm Panel) | 1 | EA | 0 | 0
285 | Remove and disposal of Wood Baseboard (see specs for the proposed work) | 44 | LF | 0 | 0
286 | Repair Permanent Bench | 1 | EA | 0 | 0 |  |  | With Anti-Corrosive Paint
Bath
287 | Replace Wood Door with hardware - see tech specs | 1 | EA | 0 | 0 |  |  | 36 IN x 84 IN with Louver (2ftx2ft)
288 | Replace Sink Faucet & Shower | 1 | EA | 0 | 0
289 | Toilet Seat | 1 | EA | 0 | 0
290 | Repair shower drain leaks from 2nd &3rd levels, include mosaic floor replacement to perform requested the repairs-see tech specs | 1 | LS | 0 | 0
291 | Replace Stainlees Steel Soap Dish | 1 | EA | 0 | 0
292 | Replace Toilet with manuel pressure flush valve to match existing | 1 | EA | 0 | 0
Master Room
293 | Replace Wood Door with hardware | 1 | EA | 0 | 0 |  |  | 36 IN x 84 IN with Louver (2ftx2ft)
294 | Replace window operator | 1 | EA | 0 | 0
295 | Replace window screen | 1 | EA | 0 | 0
296 | Replace Mattres Queen | 1 | EA | 0 | 0
297 | Replace Smoke Detector compatible with fire alarm panel | 1 | EA | 0 | 0
298 | Remove and disposal of Wood Baseboard (see specs for the proposed work) | 44 | LF | 0 | 0
Bedroom
299 | Replace Wood Door with hardware to match existing | 1 | EA | 0 | 0 |  |  | 36 IN x 84 IN with Louver (2ftx2ft)
300 | Replace Window operators | 4 | EA | 0 | 0
301 | Replace Mattres Twin | 4 | EA | 0 | 0
302 | Replace A/C to match existing | 1 | EA | 0 | 0
303 | Replace Smoke Detector compatible with fire alarm panel | 1 | EA | 0 | 0
304 | Remove and disposal of Wood Baseboard (see specs for the proposed work) | 50 | LF | 0 | 0
General Work
305 | Apply One Coat of Primer in all Apartment Interior and at the Balcony: all walls, and ceiling roof. See specs for details | 3348.48 | SF | 0 | 0
306 | Apply Two coats of Paint in all Apartment Interior and at the Balcony: all walls, floor and ceiling roof. See specs for details | 6696.96 | SF | 0 | 0
Centro Vacacional Villas de Añasco Villa XX-09 (Cobana)
Balcony
307 | Replace PVC & Wood Seat Bench | 1 | EA | 0 | 0 |  |  | Equal to existing
308 | Repair Permanent Bench | 1 | EA | 0 | 0 |  |  | With Anti-Corrosive Paint
309 | Remove and replace treated wood handrails and post | 29.4 | LF | 0 | 0 |  |  | 7 FT long x 40 IN high. Made of 2 IN x 6 IN lumber at top and bottom and 2 IN x 2 IN lumbers vertically, space 4 IN
310 | Replace Solid Wood Door | 1 | EA | 0 | 0 |  |  | 36 IN wide x 84 IN high
311 | Apply coating to Latice partition Paint Wood Stain & Sealer; Wooden Wall Divider (Vertical & Horizontal piece 1.5" x 1.5", Spacing between vertical piece 3") | 40.25 | SF | 0 | 0 |  |  | 37 IN wide x 85 IN high
Living Room/ Kitchen
312 | Remove existing door & replace with New Aluminun Doors with hardware -See Tech Specs | 1 | EA | 0 | 0 |  |  | 36 IN wide x 84 IN high
313 | Remove (Wood counter /Frame/Fitting) and Install New aluminum Door with hardware | 1 | EA | 0 | 0 |  |  | 59 " x 24"
314 | Replace cabinet doors & drawers | 1 | EA | 0 | 0
315 | Replace kitchen faucet | 1 | EA | 0 | 0
316 | Replace Smoke Detector (Compatible with Fire Alarm Panel) | 1 | EA | 0 | 0
317 | Install refrigerator Light bulb | 1 | EA | 0 | 0
318 | Remove and disposal of Wood Baseboard (see specs for the proposed work) | 44 | LF | 0 | 0
319 | Repair Permanent Bench | 1 | EA | 0 | 0 |  |  | With Anti-Corrosive Paint
Bath
320 | Replace Wood Door with hardware - see tech specs | 1 | EA | 0 | 0 |  |  | 36 IN x 84 IN with Louver (2ftx2ft)
321 | Replace Sink Faucet & Shower | 1 | EA | 0 | 0
322 | Replace Toilet with manuel pressure flush valve to match existing | 1 | EA | 0 | 0
Master Room
323 | Replace Wood Door with hardware | 1 | EA | 0 | 0 |  |  | 36 IN x 84 IN with Louver (2ftx2ft)
324 | Replace Mattres Queen | 1 | EA | 0 | 0
325 | Replace A/C to match existing | 1 | EA | 0 | 0
326 | Replace Smoke Detector compatible with fire alarm panel | 1 | EA | 0 | 0
327 | Remove and disposal of Wood Baseboard (see specs for the proposed work) | 44 | LF | 0 | 0
Bedroom
328 | Replace Wood Door with hardware to match existing | 1 | EA | 0 | 0 |  |  | 36 IN x 84 IN with Louver (2ftx2ft)
329 | Replace Ceiling Lights see tech specs | 1 | EA | 0 | 0
330 | Replace Window operators | 4 | EA | 0 | 0
331 | Replace Mattres Twin | 4 | EA | 0 | 0
332 | Replace A/C to match existing | 1 | EA | 0 | 0
333 | Replace Smoke Detector compatible with fire alarm panel | 1 | EA | 0 | 0
334 | Remove and disposal of Wood Baseboard (see specs for the proposed work) | 50 | LF | 0 | 0
General Work
335 | Apply One Coat of Primer in all Apartment Interior and at the Balcony: all walls, and ceiling roof. See specs for details | 3348.48 | SF | 0 | 0
336 | Apply Two coats of Paint in all Apartment Interior and at the Balcony: all walls, floor and ceiling roof. See specs for details | 6696.96 | SF | 0 | 0
Centro Vacacional Villas de Añasco Villa XX-10 (Cobana)
Balcony
337 | Replace PVC & Wood Seat Bench | 1 | EA | 0 | 0 |  |  | Equal to existing
338 | Repair Permanent Bench | 1 | EA | 0 | 0 |  |  | With Anti-Corrosive Paint
339 | Remove and replace treated wood handrails and post | 29.4 | LF | 0 | 0 |  |  | 7 FT long x 40 IN high. Made of 2 IN x 6 IN lumber at top and bottom and 2 IN x 2 IN lumbers vertically, space 4 IN
340 | Replace Solid Wood Door | 1 | EA | 0 | 0 |  |  | 36 IN wide x 84 IN high
341 | Replace exit sign | 1 | EA | 0 | 0
342 | Apply coating to Latice partition Paint Wood Stain & Sealer; Wooden Wall Divider (Vertical & Horizontal piece 1.5" x 1.5", Spacing between vertical piece 3") | 40.25 | SF | 0 | 0
343 | Replace receptacle cover waterproof | 1 | EA | 0 | 0
Living Room/ Kitchen
344 | Remove existing door & replace with New Aluminun Doors with hardware -See Tech Specs | 1 | EA | 0 | 0 |  |  | 36 IN wide x 84 IN high
345 | Remove (Wood counter /Frame/Fitting) and Install New aluminum Door with hardware | 1 | EA | 0 | 0 |  |  | 59 " x 24"
346 | Replace kitchen faucet | 1 | EA | 0 | 0
347 | Replace Emergency Light Devices | 1 | EA | 0 | 0
348 | Replace Smoke Detector (Compatible with Fire Alarm Panel) | 1 | EA | 0 | 0
349 | Remove and disposal of Wood Baseboard (see specs for the proposed work) | 44 | LF | 0 | 0
350 | Repair Permanent Bench | 1 | EA | 0 | 0 |  |  | With Anti-Corrosive Paint
Bath
351 | Replace Wood Door with hardware - see tech specs | 1 | EA | 0 | 0 |  |  | 36 IN x 84 IN with Louver (2ftx2ft)
352 | Replace Sink Faucet & Shower | 1 | EA | 0 | 0
353 | Replace shower drain cover | 1 | EA | 0 | 0
354 | Replace Toilet with manuel pressure flush valve to match existing | 1 | EA | 0 | 0
Master Room
355 | Replace Wood Door with hardware | 1 | EA | 0 | 0 |  |  | 36 IN x 84 IN with Louver (2ftx2ft)
356 | Replace Mattres Queen | 1 | EA | 0 | 0
357 | Replace Smoke Detector compatible with fire alarm panel | 1 | EA | 0 | 0
358 | Remove and disposal of Wood Baseboard (see specs for the proposed work) | 44 | LF | 0 | 0
Bedroom
359 | Replace Wood Door with hardware to match existing | 1 | EA | 0 | 0 |  |  | 36 IN x 84 IN with Louver (2ftx2ft)
360 | Replace Window operators | 4 | EA | 0 | 0
361 | Replace Mattres Twin | 4 | EA | 0 | 0
362 | Replace Smoke Detector compatible with fire alarm panel | 1 | EA | 0 | 0
363 | Remove and disposal of Wood Baseboard (see specs for the proposed work) | 50 | LF | 0 | 0
General Work
364 | Apply One Coat of Primer in all Apartment Interior and at the Balcony: all walls, and ceiling roof. See specs for details | 3348.48 | SF | 0 | 0
365 | Apply Two coats of Paint in all Apartment Interior and at the Balcony: all walls, floor and ceiling roof. See specs for details | 6696.96 | SF | 0 | 0
Centro Vacacional Villas de Añasco Villa - Exterior Work (COBANA)
Stair (CENTRAL)
366 | Replace Outdoor Stairs Lights | 1 | EA | 0 | 0 |  |  | Aluminum frame (10" width x 6" height)
367 | Replace Emergency Lights | 1 | EA | 0 | 0
368 | Replace Ceiling lights | 1 | EA | 0 | 0
369 | Replace Pull Station cover - Refer to item 45a | 1 | EA | 0 | 0
370 | Replace Fire Alarm Pull Station - Refer to item 45a | 1 | EA | 0 | 0
371 | Replace Fire Alarm Horn Strobes wall - Refer to item 45a | 1 | EA | 0 | 0
372 | Replace "Alum. Hand Rail" | 1 | EA | 0 | 0 |  |  | Aproximetly 20 ft long . measures must be field verified
373 | Replace "Wood Railing" | 14 | SF | 0 | 0 |  |  | 2 span (2'x3.5')
374 | Remove and replace Concrete Pad. | 48 | SF | 0 | 0 |  |  | 12 FT x 4 FT
375 | Replace Fire Alamrs System Panel - Refer to item 45a | 1 | EA | 0 | 0
376 | Repair Aluminum Gate | 1 | EA | 0 | 0
Stair (Left Side)
377 | Replace Outdoors Ceiling Lights | 1 | EA | 0 | 0
378 | Replace Emergency Lights | 4 | EA | 0 | 0
379 | Replace Pull Station cover - Refer to item 45a | 2 | EA | 0 | 0
380 | Replace Fire Alarm Pull Station - Refer to item 45a | 3 | EA | 0 | 0
381 | Replace Fire Alarm Horn Strobes wall - Refer to item 45a | 3 | EA | 0 | 0
382 | Replace rusty bolt and nut | 60 | EA | 0 | 0
383 | Replace "Wood Railing" | 269.5 | SF | 0 | 0 |  |  | Exterior Limit 77 FT x 3.5 FT
384 | Paint Waterproofing Stain & Sealer in inner wood ralling | 130 | SF | 0 | 0 |  |  | Interior 37 FT x 3.5 FT
385 | Repair Floor | 1 | SF | 0 | 0 |  |  | (main entrance)
386 | Repair gypsum board waterproof | 1 | SF | 0 | 0
Stair (Right Side)
387 | Replace Outdoors Ceiling Lights | 1 | EA | 0 | 0
388 | Replace Emergency Lights | 4 | EA | 0 | 0
389 | Replace Pull Station cover - Refer to item 45a | 2 | EA | 0 | 0
390 | Replace Fire Alarm Pull Station - Refer to item 45a | 3 | EA | 0 | 0
391 | Replace Fire Alarm Horn Strobes wall - Refer to item 45a | 3 | EA | 0 | 0
392 | Replace "Alum. Hand Rail" | 1 | LF | 0 | 0
393 | Replace rusty bolt and nut | 60 | EA | 0 | 0
394 | Replace "Wood Railing" | 269.5 | SF | 0 | 0
395 | Paint Waterproofing Stain & Sealer in inner wood ralling | 129.5 | ES | 0 | 0
396 | Repair gypsum board waterproof | 50 | SF | 0 | 0
SITE
397 | Wash Sidewalk - see spec | 1 | EA | 0 | 0
398 | Brass Hose Bid | 2 | EA | 0 | 0
399 | Repair Outdoor Showers (Flush Drain/Faucet/Fitting) in stainless steel | 2 | EA | 0 | 0
400 | Replace Sign (3'x4') | 1 | EA | 0 | 0
401 | Repair Electrical Outdoors Panel | 1 | EA | 0 | 0
402 | Fire Alarm System Replacement(Panel, Pull Stations, Strobes-horn devices) & the requiered system certification. See spec for details | 1 | LS | 0 | 0
403 | Replace A/C outdoor grille cover in the back of apartment village (Exterior) | 10 | EA | 0 | 0
GENERAL PAINT WORKS IN ALL EXTERIORS OF THE VILLAGE
404 | General Pressure wash to all exterior surfaces in the village see technical specs for details | 9800 | SF | 0 | 0
405 | Apply one coat of primer to all exterior surfaces according to technical specs | 9800 | SF | 0 | 0
406 | Apply two coats of paint to all exterior surfaces according to technical specs | 19600 | SF | 0 | 0
407 | Apply Chloride Treatment (surface preparation) in all exterior roof metal surfaces according to technical specifications | 6100 | SF | 0 | 0
408 | Apply one coating of primer to exterior roof surfaces (paint)according to technical specs | 6100 | SF | 0 | 0
409 | Apply two coating to exterior roof surfaces (paint): 2 coats of paint according to technical specs | 13600 | SF | 0 | 0
Centro Vacacional Villas de Añasco Villa XX-01 (UCAR)
Balcony
410 | Repair Top Column Molding (see tech. specs) | 3 | EA | 0 | 0
411 | Replace PVC & Wood Seat Bench equal to existing | 2 | EA | 0 | 0
412 | Repair Permanent Bench (Anti-Corrosive Paint) | 1 | EA | 0 | 0
413 | Replace Weatherproof Electrical Cover &Receptacle Outdoor Outlet | 1 | EA | 0 | 0
414 | Replace Wood Railing Systems (Vertical piece 1.5" x 1.5", Spacing between vertical piece 3", Below horizontal piece 1.5" x 5", Top 2 Horizontal Piece 1.5" x 5") | 90.3 | SF | 0 | 0
415 | Replace Wood Door and Hardware to Match Existing (see Tech. Specs). | 1 | EA | 0 | 0 |  |  | Door Approx. 36 IN x 84 IN
416 | Apply coating to Latice Partition Paint Wood Stain & Sealer; Wooden Wall Divider (Vertical & Horizontal piece 1.5" x 1.5", Spacing between vertical piece 3") | 48 | SF | 0 | 0
Living Room/ Kitchen
417 | Remove existing door & replace with New Aluminun Doors with hardware - See Tech Specs | 1 | EA | 0 | 0 |  |  | Door Approx. 36 IN x 84 IN
418 | Remove (Wood counter /Frame/Fitting) and Install New Aluminum Door with Hardware | 1 | EA | 0 | 0 |  |  | Wood Counter Approx. 59 IN x 24 IN
419 | Replace Cabinet Doors & Drawers | 3 | EA | 0 | 0
420 | Replace Kitchen Faucet | 1 | EA | 0 | 0
421 | Replace Window Operator | 1 | EA | 0 | 0
422 | Replace Window Screen | 1 | SF | 0 | 0 |  |  | Approx. 18 IN x 45 IN
423 | Replace Electrical Main Breaker Cover - See Tech Specs |  | EA | 0 | 0
424 | Replace "EMERGENCY LIGHTS Devices" | 1 | EA | 0 | 0
426 | Replace Fire Extinguisher Wall Cabinet Enclosure with Fire Extinguisher Bracket | 1 | EA | 0 | 0
427 | Replace Stainless Steel Electrical Swith Cover with Plastic Covers | 2 | EA | 0 | 0
428 | Replace Stainless Steel Electrical Receptacle Cover |  | EA | 0 | 0
429 | Replace GFCI Outlet | 3 | EA | 0 | 0
430 | Replace Smoke Detector (Compatible with Fire Alarm Panel) | 1 | EA | 0 | 0
431 | Refrigerator Light bulb | 1 | EA | 0 | 0
432 | Remove and Disposal of Wood Baseboard (See Specs for the Proposed Work) | 44 | LF | 0 | 0
433 | Repair Permanent Bench (Anti-Corrosive Paint) | 1 | EA | 0 | 0
Bath
434 | Replace Wood Door with Hardware - See Tech Specs | 1 | EA | 0 | 0 |  |  | 36 IN x 84 IN with Louver (2ftx2ft)
435 | Replace Sink Faucet & Shower | 1 | EA | 0 | 0
436 | Repair Ceiling Leak & Repair Gypsum Board Fascia | 10 | SF | 0 | 0
437 | Replace Shower Curtain | 1 | EA | 0 | 0
438 | Replace Window Operator | 1 | EA | 0 | 0
439 | Replace Toilet with Manual Presure Flush Valve to Match Existing | 1 | EA | 0 | 0 |  |  | Replace with Original Model Specs
440 | Handicapped (HC) Shower Chair & HC Grab Bar (6LF - L Form) | 1 | EA | 0 | 0 |  |  | Replace with Original Model Specs
Master Room
441 | Replace Wood Door with Hardware | 1 | EA | 0 | 0 |  |  | 36 IN x 84 IN with Louver (2ftx2ft)
442 | Replace Ceiling Lights | 1 | EA | 0 | 0
443 | Replace Stainless Steel Electrical Switch Cover with Plastic Covers | 1 | EA | 0 | 0
444 | Replace Window Operator | 1 | EA | 0 | 0
445 | Replace Window Screen | 1 | EA | 0 | 0 |  |  | Approx. 18 IN x 45 IN
446 | Replace Mattres Full Size | 1 | EA | 0 | 0
447 | Replace Smoke Detector Compatible with Fire Alarm Panel | 1 | EA | 0 | 0
448 | Remove and disposal of Wood Baseboard - See Specs for the Proposed Work) | 44 | LF | 0 | 0
Bedroom
449 | Replace Stainless Steel Electrical Switch Cover with Plastic Covers | 1 | EA | 0 | 0
450 | Replace Window Operator | 2 | EA | 0 | 0
451 | Replace Window Screen | 3 | EA | 0 | 0 |  |  | Approx. 18 IN x 45 IN
452 | Replace Mattres Twin Size | 4 | EA | 0 | 0
453 | Replace Smoke Detector Compatible with Fire Alarm Panel | 1 | EA | 0 | 0
454 | Remove and disposal of Wood Baseboard - See Specs for the Proposed Work) | 50 | LF | 0 | 0
General Work
455 | Apply One Coat of Primer in all Apartment Interior and at the Balcony: all walls, and ceiling roof. See specs for details | 3348.48 | SF | 0 | 0
456 | Apply Two coats of Paint in all Apartment Interior and at the Balcony: all walls, floor and ceiling roof. See specs for details | 6696.96 | SF | 0 | 0
Centro Vacacional Villas de Añasco Villa XX-02 (UCAR)
Balcony
457 | Replace Outdoor Ceiling Lights | 1 | EA | 0 | 0
458 | Repair Top Column Molding (see tech. specs) | 1 | EA | 0 | 0
459 | Replace PVC & Wood Seat Bench equal to existing | 2 | EA | 0 | 0
460 | Repair Permanent Bench (Anti-Corrosive Paint) | 1 | EA | 0 | 0
461 | Replace Weatherproof Electrical Cover &Receptacle Outdoor Outlet | 1 | EA | 0 | 0
462 | Replace Wood Railing Systems (Vertical piece 1.5" x 1.5", Spacing between vertical piece 3", Below horizontal piece 1.5" x 5", Top 2 Horizontal Piece 1.5" x 5") | 49 | SF | 0 | 0
463 | Replace Wood Door and Hardware to Match Existing (see Tech. Specs). | 1 | EA | 0 | 0 |  |  | Door Approx. 36 IN x 84 IN
464 | Apply coating to Latice Partition Paint Wood Stain & Sealer; Wooden Wall Divider (Vertical & Horizontal piece 1.5" x 1.5", Spacing between vertical piece 3") | 83 | SF | 0 | 0
Living Room/ Kitchen
465 | Remove existing door & replace with New Aluminun Doors with hardware - See Tech Specs | 1 | EA | 0 | 0 |  |  | Door Approx. 36 IN x 84 IN
466 | Remove (Wood counter /Frame/Fitting) and Install New Aluminum Door with Hardware | 1 | EA | 0 | 0 |  |  | Wood Counter Approx. 59 IN x 24 IN
467 | Replace Cabinet Doors & Drawers | 2 | EA | 0 | 0
468 | Replace Kitchen Faucet | 1 | EA | 0 | 0
469 | Replace Electrical Main Breaker Cover - See Tech Specs | 1 | EA | 0 | 0
470 | Replace "EMERGENCY LIGHTS Devices" | 1 | EA | 0 | 0
472 | Replace Fire Extinguisher Wall Cabinet Enclosure with Fire Extinguisher Bracket | 1 | EA | 0 | 0
473 | Replace GFCI Outlet | 2 | EA | 0 | 0
474 | Replace Smoke Detector (Compatible with Fire Alarm Panel) | 1 | EA | 0 | 0
475 | Refrigerator Light bulb |  | EA | 0 | 0
476 | Remove and Disposal of Wood Baseboard (See Specs for the Proposed Work) | 44 | LF | 0 | 0
477 | Repair Permanent Bench (Anti-Corrosive Paint) | 1 | EA | 0 | 0
Bath
478 | Replace Sink Faucet & Shower | 1 | EA | 0 | 0
479 | Repair Ceiling Leak & Repair Gypsum Board Fascia | 14 | SF | 0 | 0
480 | Replace Shower Curtain | 1 | EA | 0 | 0
481 | Replace Toilet with Manual Presure Flush Valve to Match Existing | 1 | EA | 0 | 0 |  |  | Replace with Original Model Specs
Master Room
482 | Replace Wood Door with Hardware | 1 | EA | 0 | 0 |  |  | 36 IN x 84 IN with Louver (2ftx2ft)
483 | Replace Ceiling Lights | 1 | EA | 0 | 0
484 | Replace Window Screen | 1 | EA | 0 | 0 |  |  | Approx. 18 IN x 45 IN
485 | Replace Smoke Detector Compatible with Fire Alarm Panel | 1 | EA | 0 | 0
486 | Remove and disposal of Wood Baseboard - See Specs for the Proposed Work) | 44 | LF | 0 | 0
Bedroom
487 | Replace Stainless Steel Electrical Switch Cover with Plastic Covers | 1 | EA | 0 | 0
488 | Replace Mattres Twin Size | 4 | EA | 0 | 0
489 | Replace Smoke Detector Compatible with Fire Alarm Panel | 1 | EA | 0 | 0
490 | Remove and disposal of Wood Baseboard - See Specs for the Proposed Work) | 50 | LF | 0 | 0
General Work
491 | Apply One Coat of Primer in all Apartment Interior and at the Balcony: all walls, and ceiling roof. See specs for details | 3348.48 | SF | 0 | 0
492 | Apply Two coats of Paint in all Apartment Interior and at the Balcony: all walls, floor and ceiling roof. See specs for details | 6696.96 | SF | 0 | 0
Centro Vacacional Villas de Añasco Villa XX-03 (UCAR)
Balcony
493 | Repair Crack Ceiling & Leak According to Specs | 36 | PC | 0 | 0
494 | Replace PVC & Wood Seat Bench equal to existing | 2 | EA | 0 | 0
495 | Repair Permanent Bench (Anti-Corrosive Paint) | 1 | EA | 0 | 0
496 | Replace Weatherproof Electrical Cover &Receptacle Outdoor Outlet | 1 | EA | 0 | 0
497 | Replace Wood Railing Systems (Vertical piece 1.5" x 1.5", Spacing between vertical piece 3", Below horizontal piece 1.5" x 5", Top 2 Horizontal Piece 1.5" x 5") | 49 | SF | 0 | 0
498 | Replace Wood Door and Hardware to Match Existing (see Tech. Specs). | 1 | EA | 0 | 0 |  |  | Door Approx. 36 IN x 84 IN
499 | Repair Ceiling Plaster | 25 | SF | 0 | 0
500 | Apply coating to Latice Partition Paint Wood Stain & Sealer; Wooden Wall Divider (Vertical & Horizontal piece 1.5" x 1.5", Spacing between vertical piece 3") | 83 | SF | 0 | 0
Living Room/ Kitchen
501 | Remove existing door & replace with New Aluminun Doors with hardware - See Tech Specs | 1 | EA | 0 | 0 |  |  | Door Approx. 36 IN x 84 IN
502 | Remove (Wood counter /Frame/Fitting) and Install New Aluminum Door with Hardware | 1 | EA | 0 | 0 |  |  | Wood Counter Approx. 59 IN x 24 IN
503 | Replace Cabinet Doors & Drawers | 1 | EA | 0 | 0
504 | Replace Kitchen Faucet | 1 | EA | 0 | 0
505 | Replace Window Operator | 1 | EA | 0 | 0
506 | Replace Electrical Main Breaker Cover - See Tech Specs | 1 | EA | 0 | 0
507 | Replace "EMERGENCY LIGHTS Devices" | 1 | EA | 0 | 0
508 | Replace Fire Extinguisher Wall Cabinet Enclosure with Fire Extinguisher Bracket | 1 | EA | 0 | 0
509 | Replace Stainless Steel Electrical Swith Cover with Plastic Covers | 2 | EA | 0 | 0
510 | Replace Stainless Steel Electrical Receptacle Cover |  | EA | 0 | 0
511 | Replace GFCI Outlet | 3 | EA | 0 | 0
512 | Replace Smoke Detector (Compatible with Fire Alarm Panel) | 1 | EA | 0 | 0
513 | Refrigerator Light bulb | 1 | EA | 0 | 0
514 | Remove and Disposal of Wood Baseboard (See Specs for the Proposed Work) | 44 | LF | 0 | 0
515 | Repair Permanent Bench (Anti-Corrosive Paint) | 1 | EA | 0 | 0
516 | Repair Ceiling Plaster | 25 | SF | 0 | 0
517 | Remove & Replace Stove Top - See Tech Spec. | 1 | EA | 0 | 0
Bath
518 | Replace GFCI Outlet & Switch Combo | 1 | EA | 0 | 0
519 | Replace Sink Faucet & Shower | 1 | EA | 0 | 0
520 | Toilet Seat | 1 | EA | 0 | 0
521 | Repair Ceiling Leak & Repair Gypsum Board Fascia | 14 | SF | 0 | 0
522 | Replace Shower Curtain | 1 | EA | 0 | 0
523 | Replace Shower Drain Cover | 1 | EA | 0 | 0
524 | Replace Toilet with Manual Presure Flush Valve to Match Existing | 1 | EA | 0 | 0 |  |  | Replace with Original Model Specs
Master Room
525 | Replace Wood Door with Hardware | 1 | EA | 0 | 0 |  |  | 36 IN x 84 IN with Louver (2ftx2ft)
526 | Replace Window Operator | 1 | EA | 0 | 0
527 | Replace Smoke Detector Compatible with Fire Alarm Panel | 1 | EA | 0 | 0
528 | Remove and disposal of Wood Baseboard - See Specs for the Proposed Work) | 44 | LF | 0 | 0
Bedroom
529 | Replace Mattres Twin Size | 4 | EA | 0 | 0
530 | Replace Smoke Detector Compatible with Fire Alarm Panel | 1 | EA | 0 | 0
531 | Remove and disposal of Wood Baseboard - See Specs for the Proposed Work) | 50 | LF | 0 | 0
General Work
532 | Apply One Coat of Primer in all Apartment Interior and at the Balcony: all walls, and ceiling roof. See specs for details | 3348.48 | SF | 0 | 0
533 | Apply Two coats of Paint in all Apartment Interior and at the Balcony: all walls, floor and ceiling roof. See specs for details | 6696.96 | SF | 0 | 0
Centro Vacacional Villas de Añasco Villa XX-04 (UCAR)
Balcony
534 | Repair Top Column Molding (see tech. specs) | 2 | EA | 0 | 0
535 | Replace PVC & Wood Seat Bench equal to existing | 2 | EA | 0 | 0
536 | Repair Permanent Bench (Anti-Corrosive Paint) | 1 | EA | 0 | 0
537 | Replace Weatherproof Electrical Cover &Receptacle Outdoor Outlet | 1 | EA | 0 | 0
538 | Replace Wood Railing Systems (Vertical piece 1.5" x 1.5", Spacing between vertical piece 3", Below horizontal piece 1.5" x 5", Top 2 Horizontal Piece 1.5" x 5") | 90.3 | SF | 0 | 0
539 | Replace Wood Door and Hardware to Match Existing (see Tech. Specs). | 1 | EA | 0 | 0 |  |  | Door Approx. 36 IN x 84 IN
540 | Apply coating to Latice Partition Paint Wood Stain & Sealer; Wooden Wall Divider (Vertical & Horizontal piece 1.5" x 1.5", Spacing between vertical piece 3") | 48 | SF | 0 | 0
Living Room/ Kitchen
541 | Remove existing door & replace with New Aluminun Doors with hardware - See Tech Specs | 1 | EA | 0 | 0 |  |  | Door Approx. 36 IN x 84 IN
542 | Remove (Wood counter /Frame/Fitting) and Install New Aluminum Door with Hardware | 1 | EA | 0 | 0 |  |  | Wood Counter Approx. 59 IN x 24 IN
543 | Replace Ceiling Lights | 2 | EA | 0 | 0
544 | Replace Cabinet Doors & Drawers | 2 | EA | 0 | 0
545 | Replace Kitchen Faucet | 1 | EA | 0 | 0
546 | Replace Window Operator | 1 | EA | 0 | 0
547 | Replace Window Screen | 1 | SF | 0 | 0 |  |  | Approx. 18 IN x 45 IN
548 | Replace Electrical Main Breaker Cover - See Tech Specs | 1 | EA | 0 | 0
549 | Replace "EMERGENCY LIGHTS Devices" | 1 | EA | 0 | 0
550 | Replace Fire Extinguisher Wall Cabinet Enclosure with Fire Extinguisher Bracket | 1 | EA | 0 | 0
551 | Replace Stainless Steel Electrical Swith Cover with Plastic Covers | 3 | EA | 0 | 0
552 | Replace Smoke Detector (Compatible with Fire Alarm Panel) | 1 | EA | 0 | 0
553 | Refrigerator Light bulb | 1 | EA | 0 | 0
554 | Remove and Disposal of Wood Baseboard (See Specs for the Proposed Work) | 44 | LF | 0 | 0
555 | Repair Permanent Bench (Anti-Corrosive Paint) | 1 | EA | 0 | 0
Bath
556 | Replace Sink Faucet & Shower | 1 | EA | 0 | 0
557 | Toilet Seat | 1 | EA | 0 | 0
558 | Replace Shower Curtain | 1 | EA | 0 | 0
559 | Replace Toilet with Manual Presure Flush Valve to Match Existing | 1 | EA | 0 | 0 |  |  | Replace with Original Model Specs
Master Room
560 | Replace Wood Door with Hardware | 1 | EA | 0 | 0 |  |  | 36 IN x 84 IN with Louver (2ftx2ft)
561 | Replace Ceiling Lights | 1 | EA | 0 | 0
562 | Replace Stainless Steel Electrical Switch Cover with Plastic Covers | 1 | EA | 0 | 0
563 | Replace Smoke Detector Compatible with Fire Alarm Panel | 1 | EA | 0 | 0
564 | Remove and disposal of Wood Baseboard - See Specs for the Proposed Work) | 44 | LF | 0 | 0
Bedroom
565 | Replace Window Operator | 1 | EA | 0 | 0
566 | Replace Window Screen | 1 | EA | 0 | 0 |  |  | Approx. 18 IN x 45 IN
567 | Replace Mattres Twin Size | 4 | EA | 0 | 0
568 | Replace Smoke Detector Compatible with Fire Alarm Panel | 1 | EA | 0 | 0
569 | Remove and disposal of Wood Baseboard - See Specs for the Proposed Work) | 50 | LF | 0 | 0
General Work
570 | Apply One Coat of Primer in all Apartment Interior and at the Balcony: all walls, and ceiling roof. See specs for details | 3348.48 | SF | 0 | 0
571 | Apply Two coats of Paint in all Apartment Interior and at the Balcony: all walls, floor and ceiling roof. See specs for details | 6696.96 | SF | 0 | 0
Centro Vacacional Villas de Añasco Villa XX-05 (UCAR)
Balcony
572 | Repair Crack Ceiling & Leak According to Specs | 15 | PC | 0 | 0
573 | Repair Top Column Molding (see tech. specs) | 2 | EA | 0 | 0
574 | Replace PVC & Wood Seat Bench equal to existing | 2 | EA | 0 | 0
575 | Repair Permanent Bench (Anti-Corrosive Paint) | 1 | EA | 0 | 0
576 | Replace Weatherproof Electrical Cover &Receptacle Outdoor Outlet | 1 | EA | 0 | 0
577 | Replace Wood Railing Systems (Vertical piece 1.5" x 1.5", Spacing between vertical piece 3", Below horizontal piece 1.5" x 5", Top 2 Horizontal Piece 1.5" x 5") | 90.3 | SF | 0 | 0
578 | Replace Wood Door and Hardware to Match Existing (see Tech. Specs). | 1 | EA | 0 | 0 |  |  | Door Approx. 36 IN x 84 IN
579 | Replace Exit Sign | 1 | EA | 0 | 0
580 | Repair Ceiling Plaster | 50 | SF | 0 | 0
581 | Apply coating to Latice Partition Paint Wood Stain & Sealer; Wooden Wall Divider (Vertical & Horizontal piece 1.5" x 1.5", Spacing between vertical piece 3") | 40.25 | SF | 0 | 0
Living Room/ Kitchen
582 | Remove existing door & replace with New Aluminun Doors with hardware - See Tech Specs | 1 | EA | 0 | 0 |  |  | Door Approx. 36 IN x 84 IN
583 | Remove (Wood counter /Frame/Fitting) and Install New Aluminum Door with Hardware | 1 | EA | 0 | 0 |  |  | Wood Counter Approx. 59 IN x 24 IN
584 | Replace Ceiling Lights | 2 | EA | 0 | 0
585 | Replace Cabinet Doors & Drawers | 2 | EA | 0 | 0
586 | Replace Kitchen Faucet | 1 | EA | 0 | 0
587 | Replace Window Operator | 3 | EA | 0 | 0
588 | Replace "EMERGENCY LIGHTS Devices" | 1 | EA | 0 | 0
589 | Replace Fire Extinguisher Wall Cabinet Enclosure with Fire Extinguisher Bracket | 1 | EA | 0 | 0
590 | Replace Stainless Steel Electrical Swith Cover with Plastic Covers | 1 | EA | 0 | 0
591 | Replace Stainless Steel Electrical Receptacle Cover |  | EA | 0 | 0
592 | Replace GFCI Outlet | 2 | EA | 0 | 0
593 | Replace Smoke Detector (Compatible with Fire Alarm Panel) | 1 | EA | 0 | 0
594 | Remove and Disposal of Wood Baseboard (See Specs for the Proposed Work) | 44 | LF | 0 | 0
595 | Repair Permanent Bench (Anti-Corrosive Paint) | 1 | EA | 0 | 0
Bath
596 | Replace Sink Faucet & Shower | 1 | EA | 0 | 0
597 | Toilet Seat | 1 | EA | 0 | 0
598 | Repair shower drain leaks from 2nd &3rd levels, include mosaic floor replacement to perform requested the repairs - See Tech Specs | 1 | LS | 0 | 0
599 | Replace Shower Curtain | 1 | EA | 0 | 0
600 | Replace Shower Drain Cover | 1 | EA | 0 | 0
601 | Replace Toilet with Manual Presure Flush Valve to Match Existing | 1 | EA | 0 | 0 |  |  | Replace with Original Model Specs
Master Room
602 | Replace Wood Door with Hardware | 1 | EA | 0 | 0 |  |  | 36 IN x 84 IN with Louver (2ftx2ft)
603 | Replace Ceiling Lights | 1 | EA | 0 | 0
604 | Replace Stainless Steel Electrical Switch Cover with Plastic Covers | 1 | EA | 0 | 0
605 | Replace Window Operator | 3 | EA | 0 | 0
606 | Replace Smoke Detector Compatible with Fire Alarm Panel | 1 | EA | 0 | 0
607 | Remove and disposal of Wood Baseboard - See Specs for the Proposed Work) | 44 | LF | 0 | 0
Bedroom
608 | Replace Ceiling Lights - See Tech Specs | 1 | EA | 0 | 0
609 | Replace Window Operator | 2 | EA | 0 | 0
610 | Replace Window Screen | 2 | EA | 0 | 0 |  |  | Approx. 18 IN x 45 IN
611 | Replace Mattres Twin Size | 4 | EA | 0 | 0
612 | Replace Smoke Detector Compatible with Fire Alarm Panel | 1 | EA | 0 | 0
613 | Remove and disposal of Wood Baseboard - See Specs for the Proposed Work) | 50 | LF | 0 | 0
General Work
614 | Apply One Coat of Primer in all Apartment Interior and at the Balcony: all walls, and ceiling roof. See specs for details | 3348.48 | SF | 0 | 0
615 | Apply Two coats of Paint in all Apartment Interior and at the Balcony: all walls, floor and ceiling roof. See specs for details | 6696.96 | SF | 0 | 0
Centro Vacacional Villas de Añasco Villa XX-06 (UCAR)
Balcony
616 | Replace Outdoor Ceiling Lights | 1 | EA | 0 | 0
617 | Replace PVC & Wood Seat Bench equal to existing | 2 | EA | 0 | 0
618 | Repair Permanent Bench (Anti-Corrosive Paint) | 1 | EA | 0 | 0
619 | Replace Weatherproof Electrical Cover &Receptacle Outdoor Outlet | 1 | EA | 0 | 0
620 | Replace Wood Railing Systems (Vertical piece 1.5" x 1.5", Spacing between vertical piece 3", Below horizontal piece 1.5" x 5", Top 2 Horizontal Piece 1.5" x 5") | 59.5 | SF | 0 | 0
621 | Replace Wood Door and Hardware to Match Existing (see Tech. Specs). | 1 | EA | 0 | 0 |  |  | Door Approx. 36 IN x 84 IN
622 | Replace Exit Sign | 1 | EA | 0 | 0
623 | Apply coating to Latice Partition Paint Wood Stain & Sealer; Wooden Wall Divider (Vertical & Horizontal piece 1.5" x 1.5", Spacing between vertical piece 3") | 94 | SF | 0 | 0
Living Room/ Kitchen
624 | Remove existing door & replace with New Aluminun Doors with hardware - See Tech Specs | 1 | EA | 0 | 0 |  |  | Door Approx. 36 IN x 84 IN
625 | Remove (Wood counter /Frame/Fitting) and Install New Aluminum Door with Hardware | 1 | EA | 0 | 0 |  |  | Wood Counter Approx. 59 IN x 24 IN
626 | Replace Ceiling Lights |  | EA | 0 | 0
627 | Replace Cabinet Doors & Drawers | 2 | EA | 0 | 0
628 | Replace Kitchen Faucet | 1 | EA | 0 | 0
629 | Replace Fire Extinguisher Wall Cabinet Enclosure with Fire Extinguisher Bracket | 1 | EA | 0 | 0
630 | Replace Stainless Steel Electrical Swith Cover with Plastic Covers | 1 | EA | 0 | 0
631 | Replace Smoke Detector (Compatible with Fire Alarm Panel) | 1 | EA | 0 | 0
632 | Refrigerator Light bulb | 1 | EA | 0 | 0
633 | Remove and Disposal of Wood Baseboard (See Specs for the Proposed Work) | 44 | LF | 0 | 0
634 | Repair Permanent Bench (Anti-Corrosive Paint) | 1 | EA | 0 | 0
Bath
635 | Replace Sink Faucet & Shower | 1 | EA | 0 | 0
636 | Toilet Handicapped to Match Existing | 1 | EA | 0 | 0
637 | Repair shower drain leaks from 2nd &3rd levels, include mosaic floor replacement to perform requested the repairs - See Tech Specs | 1 | LS | 0 | 0
638 | Replace Shower Curtain | 1 | EA | 0 | 0
639 | Replace Toilet with Manual Presure Flush Valve to Match Existing | 1 | EA | 0 | 0 |  |  | Replace with Original Model Specs
Master Room
640 | Replace Wood Door with Hardware | 1 | EA | 0 | 0 |  |  | 36 IN x 84 IN with Louver (2ftx2ft)
641 | Replace Ceiling Lights | 1 | EA | 0 | 0
642 | Replace Stainless Steel Electrical Switch Cover with Plastic Covers | 1 | EA | 0 | 0
643 | Replace A/C to Match Existing | 1 | EA | 0 | 0
644 | Replace Smoke Detector Compatible with Fire Alarm Panel | 1 | EA | 0 | 0
645 | Remove and disposal of Wood Baseboard - See Specs for the Proposed Work) | 44 | LF | 0 | 0
Bedroom
646 | Replace Ceiling Lights - See Tech Specs | 1 | EA | 0 | 0
647 | Replace Mattres Twin Size | 4 | EA | 0 | 0
648 | Replace Smoke Detector Compatible with Fire Alarm Panel | 1 | EA | 0 | 0
649 | Remove and disposal of Wood Baseboard - See Specs for the Proposed Work) | 50 | LF | 0 | 0
General Work
650 | Apply One Coat of Primer in all Apartment Interior and at the Balcony: all walls, and ceiling roof. See specs for details | 3348.48 | SF | 0 | 0
651 | Apply Two coats of Paint in all Apartment Interior and at the Balcony: all walls, floor and ceiling roof. See specs for details | 6696.96 | SF | 0 | 0
Centro Vacacional Villas de Añasco Villa XX-07 (UCAR)
Balcony
652 | Replace Outdoor Ceiling Lights | 1 | EA | 0 | 0
653 | Repair Crack Ceiling & Leak According to Specs | 4 | SF | 0 | 0
654 | Repair Top Column Molding (see tech. specs) | 1 | EA | 0 | 0
655 | Replace PVC & Wood Seat Bench equal to existing | 2 | EA | 0 | 0
656 | Repair Permanent Bench (Anti-Corrosive Paint) | 1 | EA | 0 | 0
657 | Replace Wood Railing Systems (Vertical piece 1.5" x 1.5", Spacing between vertical piece 3", Below horizontal piece 1.5" x 5", Top 2 Horizontal Piece 1.5" x 5") | 59.5 | SF | 0 | 0
658 | Replace Wood Door and Hardware to Match Existing (see Tech. Specs). | 1 | EA | 0 | 0 |  |  | Door Approx. 36 IN x 84 IN
659 | Replace Exit Sign | 1 | EA | 0 | 0
660 | Apply coating to Latice Partition Paint Wood Stain & Sealer; Wooden Wall Divider (Vertical & Horizontal piece 1.5" x 1.5", Spacing between vertical piece 3") | 94 | SF | 0 | 0
Living Room/ Kitchen
661 | Remove existing door & replace with New Aluminun Doors with hardware - See Tech Specs | 1 | EA | 0 | 0 |  |  | Door Approx. 36 IN x 84 IN
662 | Remove (Wood counter /Frame/Fitting) and Install New Aluminum Door with Hardware | 1 | EA | 0 | 0 |  |  | Wood Counter Approx. 59 IN x 24 IN
663 | Replace Cabinet Doors & Drawers | 2 | EA | 0 | 0
664 | Replace Kitchen Faucet | 1 | EA | 0 | 0
665 | Replace "EMERGENCY LIGHTS Devices" | 1 | EA | 0 | 0
666 | Replace Fire Extinguisher Wall Cabinet Enclosure with Fire Extinguisher Bracket | 1 | EA | 0 | 0
667 | Replace Stainless Steel Electrical Swith Cover with Plastic Covers | 2 | EA | 0 | 0
668 | Replace Stainless Steel Electrical Receptacle Cover | 2 | EA | 0 | 0
669 | Replace GFCI Outlet | 2 | EA | 0 | 0
670 | Replace Smoke Detector (Compatible with Fire Alarm Panel) | 1 | EA | 0 | 0
671 | Remove and Disposal of Wood Baseboard (See Specs for the Proposed Work) | 44 | LF | 0 | 0
672 | Repair Permanent Bench (Anti-Corrosive Paint) | 1 | EA | 0 | 0
Bath
673 | Replace Sink Faucet & Shower | 1 | EA | 0 | 0
674 | Toilet Seat | 1 | EA | 0 | 0
675 | Repair shower drain leaks from 2nd &3rd levels, include mosaic floor replacement to perform requested the repairs - See Tech Specs | 1 | LS | 0 | 0
676 | Replace Shower Curtain | 1 | EA | 0 | 0
677 | Replace Toilet with Manual Presure Flush Valve to Match Existing | 1 | EA | 0 | 0 |  |  | Replace with Original Model Specs
Master Room
678 | Replace Wood Door with Hardware | 1 | EA | 0 | 0 |  |  | 36 IN x 84 IN with Louver (2ftx2ft)
679 | Replace Stainless Steel Electrical Switch Cover with Plastic Covers | 1 | EA | 0 | 0
680 | Replace Smoke Detector Compatible with Fire Alarm Panel | 1 | EA | 0 | 0
681 | Remove and disposal of Wood Baseboard - See Specs for the Proposed Work) | 44 | LF | 0 | 0
Bedroom
682 | Replace Mattres Twin Size | 4 | EA | 0 | 0
683 | Replace Smoke Detector Compatible with Fire Alarm Panel | 1 | EA | 0 | 0
684 | Remove and disposal of Wood Baseboard - See Specs for the Proposed Work) | 50 | LF | 0 | 0
General Work
685 | Apply One Coat of Primer in all Apartment Interior and at the Balcony: all walls, and ceiling roof. See specs for details | 3348.48 | SF | 0 | 0
686 | Apply Two coats of Paint in all Apartment Interior and at the Balcony: all walls, floor and ceiling roof. See specs for details | 6696.96 | SF | 0 | 0
Centro Vacacional Villas de Añasco Villa XX-08 (UCAR)
Balcony
687 | Replace Outdoor Ceiling Lights | 1 | EA | 0 | 0
688 | Repair Crack Ceiling & Leak According to Specs | 12 | PC | 0 | 0
689 | Repair Top Column Molding (see tech. specs) | 2 | EA | 0 | 0
690 | Replace PVC & Wood Seat Bench equal to existing | 2 | EA | 0 | 0
691 | Repair Permanent Bench (Anti-Corrosive Paint) | 1 | EA | 0 | 0
692 | Replace Wood Railing Systems (Vertical piece 1.5" x 1.5", Spacing between vertical piece 3", Below horizontal piece 1.5" x 5", Top 2 Horizontal Piece 1.5" x 5") | 90.3 | SF | 0 | 0
693 | Replace Wood Door and Hardware to Match Existing (see Tech. Specs). | 1 | EA | 0 | 0 |  |  | Door Approx. 36 IN x 84 IN
694 | Replace Exit Sign | 1 | EA | 0 | 0
695 | Apply coating to Latice Partition Paint Wood Stain & Sealer; Wooden Wall Divider (Vertical & Horizontal piece 1.5" x 1.5", Spacing between vertical piece 3") | 40.25 | SF | 0 | 0
Living Room/ Kitchen
696 | Remove existing door & replace with New Aluminun Doors with hardware - See Tech Specs | 1 | EA | 0 | 0 |  |  | Door Approx. 36 IN x 84 IN
697 | Remove (Wood counter /Frame/Fitting) and Install New Aluminum Door with Hardware | 1 | EA | 0 | 0 |  |  | Wood Counter Approx. 59 IN x 24 IN
698 | Replace Ceiling Lights | 1 | EA | 0 | 0
699 | Replace Cabinet Doors & Drawers | 2 | EA | 0 | 0
700 | Replace Kitchen Faucet | 1 | EA | 0 | 0
701 | Replace Window Operator | 1 | EA | 0 | 0
702 | Replace Window Screen | 1 | SF | 0 | 0 |  |  | Approx. 18 IN x 45 IN
703 | Replace "EMERGENCY LIGHTS Devices" | 1 | EA | 0 | 0
704 | Replace Fire Extinguisher Wall Cabinet Enclosure with Fire Extinguisher Bracket | 1 | EA | 0 | 0
705 | Replace Stainless Steel Electrical Swith Cover with Plastic Covers | 2 | EA | 0 | 0
706 | Replace Smoke Detector (Compatible with Fire Alarm Panel) | 1 | EA | 0 | 0
707 | Remove and Disposal of Wood Baseboard (See Specs for the Proposed Work) | 44 | LF | 0 | 0
708 | Repair Permanent Bench (Anti-Corrosive Paint) | 1 | EA | 0 | 0
Bath
709 | Replace Sink Faucet & Shower | 1 | EA | 0 | 0
710 | Replace Shower Curtain | 1 | EA | 0 | 0
711 | Replace Shower Drain Cover | 1 | EA | 0 | 0
712 | Replace Toilet with Manual Presure Flush Valve to Match Existing | 1 | EA | 0 | 0 |  |  | Replace with Original Model Specs
Master Room
713 | Replace Wood Door with Hardware | 1 | EA | 0 | 0 |  |  | 36 IN x 84 IN with Louver (2ftx2ft)
714 | Replace Ceiling Lights | 1 | EA | 0 | 0
715 | Replace Stainless Steel Electrical Switch Cover with Plastic Covers | 1 | EA | 0 | 0
716 | Replace Window Screen | 1 | EA | 0 | 0 |  |  | Approx. 18 IN x 45 IN
717 | Replace Smoke Detector Compatible with Fire Alarm Panel | 1 | EA | 0 | 0
718 | Remove and disposal of Wood Baseboard - See Specs for the Proposed Work) | 44 | LF | 0 | 0
Bedroom
699 | Replace Stainless Steel Electrical Receptacle Cover with Plastic Covers | 2 | EA | 0 | 0
700 | Replace Mattres Twin Size | 4 | EA | 0 | 0
701 | Replace Smoke Detector Compatible with Fire Alarm Panel | 1 | EA | 0 | 0
702 | Remove and disposal of Wood Baseboard - See Specs for the Proposed Work) | 50 | LF | 0 | 0
General Work
703 | Apply One Coat of Primer in all Apartment Interior and at the Balcony: all walls, and ceiling roof. See specs for details | 3348.48 | SF | 0 | 0
704 | Apply Two coats of Paint in all Apartment Interior and at the Balcony: all walls, floor and ceiling roof. See specs for details | 6696.96 | SF | 0 | 0
Centro Vacacional Villas de Añasco Villa XX-09 (UCAR)
Balcony
705 | Repair Top Column Molding (see tech. specs) | 1 | EA | 0 | 0
706 | Replace PVC & Wood Seat Bench equal to existing | 2 | EA | 0 | 0
707 | Repair Permanent Bench (Anti-Corrosive Paint) | 1 | EA | 0 | 0
708 | Replace Wood Railing Systems (Vertical piece 1.5" x 1.5", Spacing between vertical piece 3", Below horizontal piece 1.5" x 5", Top 2 Horizontal Piece 1.5" x 5") | 98 | SF | 0 | 0
709 | Replace Wood Door and Hardware to Match Existing (see Tech. Specs). | 1 | EA | 0 | 0 |  |  | Door Approx. 36 IN x 84 IN
710 | Replace Exit Sign | 1 | EA | 0 | 0
711 | Apply coating to Latice Partition Paint Wood Stain & Sealer; Wooden Wall Divider (Vertical & Horizontal piece 1.5" x 1.5", Spacing between vertical piece 3") | 40.25 | SF | 0 | 0
Living Room/ Kitchen
712 | Remove existing door & replace with New Aluminun Doors with hardware - See Tech Specs | 1 | EA | 0 | 0 |  |  | Door Approx. 36 IN x 84 IN
713 | Remove (Wood counter /Frame/Fitting) and Install New Aluminum Door with Hardware | 1 | EA | 0 | 0 |  |  | Wood Counter Approx. 59 IN x 24 IN
714 | Replace Ceiling Lights | 4 | EA | 0 | 0
715 | Replace Cabinet Doors & Drawers | 5 | EA | 0 | 0
716 | Replace Kitchen Faucet | 1 | EA | 0 | 0
717 | Replace Window Operator | 1 | EA | 0 | 0
718 | Replace Electrical Main Breaker Cover - See Tech Specs | 1 | EA | 0 | 0
719 | Replace "EMERGENCY LIGHTS Devices" | 1 | EA | 0 | 0
720 | Replace Fire Extinguisher Wall Cabinet Enclosure with Fire Extinguisher Bracket | 1 | EA | 0 | 0
721 | Replace Stainless Steel Electrical Swith Cover with Plastic Covers | 1 | EA | 0 | 0
722 | Replace Stainless Steel Electrical Receptacle Cover |  | EA | 0 | 0
723 | Replace GFCI Outlet | 1 | EA | 0 | 0
724 | Replace Smoke Detector (Compatible with Fire Alarm Panel) | 1 | EA | 0 | 0
725 | Refrigerator Light bulb | 1 | EA | 0 | 0
726 | Remove and Disposal of Wood Baseboard (See Specs for the Proposed Work) | 44 | LF | 0 | 0
727 | Repair Permanent Bench (Anti-Corrosive Paint) | 1 | EA | 0 | 0
Bath
728 | Replace Sink Faucet & Shower | 1 | EA | 0 | 0
729 | Toilet Handicapped to Match Existing | 1 | EA | 0 | 0
730 | Replace Shower Curtain | 1 | EA | 0 | 0
731 | Replace Shower Drain Cover | 1 | EA | 0 | 0
732 | Replace Toilet with Manual Presure Flush Valve to Match Existing | 1 | EA | 0 | 0 |  |  | Replace with Original Model Specs
Master Room
733 | Replace Wood Door with Hardware | 1 | EA | 0 | 0 |  |  | 36 IN x 84 IN with Louver (2ftx2ft)
734 | Replace Ceiling Lights | 1 | EA | 0 | 0
735 | Replace Mattres Full Size | 1 | EA | 0 | 0
736 | Replace Smoke Detector Compatible with Fire Alarm Panel | 1 | EA | 0 | 0
737 | Remove and disposal of Wood Baseboard - See Specs for the Proposed Work) | 44 | LF | 0 | 0
Bedroom
738 | Replace Wood Door with Hardware - See Tech Specs | 1 | EA | 0 | 0 |  |  | 36 IN x 84 IN with Louver (2ftx2ft)
739 | Replace Window Screen | 1 | EA | 0 | 0 |  |  | Approx. 18 IN x 45 IN
740 | Replace Mattres Twin Size | 4 | EA | 0 | 0
741 | Replace Smoke Detector Compatible with Fire Alarm Panel | 1 | EA | 0 | 0
742 | Remove and disposal of Wood Baseboard - See Specs for the Proposed Work) | 50 | LF | 0 | 0
General Work
743 | Apply One Coat of Primer in all Apartment Interior and at the Balcony: all walls, and ceiling roof. See specs for details | 3348.48 | SF | 0 | 0
744 | Apply Two coats of Paint in all Apartment Interior and at the Balcony: all walls, floor and ceiling roof. See specs for details | 6696.96 | SF | 0 | 0
Centro Vacacional Villas de Añasco Villa XX-10 (UCAR)
Balcony
745 | Repair Crack Ceiling & Leak According to Specs | 1 | PC | 0 | 0
746 | Repair Top Column Molding (see tech. specs) | 1 | EA | 0 | 0
747 | Replace PVC & Wood Seat Bench equal to existing | 2 | EA | 0 | 0
748 | Repair Permanent Bench (Anti-Corrosive Paint) | 1 | EA | 0 | 0
749 | Replace Wood Railing Systems (Vertical piece 1.5" x 1.5", Spacing between vertical piece 3", Below horizontal piece 1.5" x 5", Top 2 Horizontal Piece 1.5" x 5") | 98 | SF | 0 | 0
750 | Replace Wood Door and Hardware to Match Existing (see Tech. Specs). | 1 | EA | 0 | 0 |  |  | Door Approx. 36 IN x 84 IN
751 | Replace Exit Sign | 1 | EA | 0 | 0
752 | Apply coating to Latice Partition Paint Wood Stain & Sealer; Wooden Wall Divider (Vertical & Horizontal piece 1.5" x 1.5", Spacing between vertical piece 3") | 40.25 | SF | 0 | 0
Living Room/ Kitchen
753 | Remove existing door & replace with New Aluminun Doors with hardware - See Tech Specs | 1 | EA | 0 | 0 |  |  | Door Approx. 36 IN x 84 IN
754 | Remove (Wood counter /Frame/Fitting) and Install New Aluminum Door with Hardware | 1 | EA | 0 | 0 |  |  | Wood Counter Approx. 59 IN x 24 IN
755 | Replace Cabinet Doors & Drawers | 2 | EA | 0 | 0
756 | Replace Kitchen Faucet | 1 | EA | 0 | 0
757 | Replace Fire Extinguisher Wall Cabinet Enclosure with Fire Extinguisher Bracket | 1 | EA | 0 | 0
758 | Replace Stainless Steel Electrical Swith Cover with Plastic Covers | 2 | EA | 0 | 0
759 | Replace Smoke Detector (Compatible with Fire Alarm Panel) | 1 | EA | 0 | 0
760 | Remove and Disposal of Wood Baseboard (See Specs for the Proposed Work) | 44 | LF | 0 | 0
761 | Repair Permanent Bench (Anti-Corrosive Paint) | 1 | EA | 0 | 0
Bath
762 | Replace Wood Door with Hardware - See Tech Specs | 1 | EA | 0 | 0 |  |  | 36 IN x 84 IN with Louver (2ftx2ft)
763 | Replace Sink Faucet & Shower | 1 | EA | 0 | 0
764 | Toilet Seat | 1 | EA | 0 | 0
765 | Replace Shower Curtain | 1 | EA | 0 | 0
766 | Replace Toilet with Manual Presure Flush Valve to Match Existing | 1 | EA | 0 | 0 |  |  | Replace with Original Model Specs
Master Room
767 | Replace Wood Door with Hardware | 1 | EA | 0 | 0 |  |  | 36 IN x 84 IN with Louver (2ftx2ft)
768 | Replace Mattres Full Size | 1 | EA | 0 | 0
769 | Replace Smoke Detector Compatible with Fire Alarm Panel | 1 | EA | 0 | 0
770 | Remove and disposal of Wood Baseboard - See Specs for the Proposed Work) | 44 | LF | 0 | 0
Bedroom
771 | Replace Wood Door with Hardware - See Tech Specs | 1 | EA | 0 | 0 |  |  | 36 IN x 84 IN with Louver (2ftx2ft)
772 | Replace Window Operator | 2 | EA | 0 | 0
773 | Replace Mattres Twin Size | 4 | EA | 0 | 0
774 | Replace Smoke Detector Compatible with Fire Alarm Panel | 1 | EA | 0 | 0
775 | Remove and disposal of Wood Baseboard - See Specs for the Proposed Work) | 50 | LF | 0 | 0
General Work
776 | Apply One Coat of Primer in all Apartment Interior and at the Balcony: all walls, and ceiling roof. See specs for details | 3348.48 | SF | 0 | 0
777 | Apply Two coats of Paint in all Apartment Interior and at the Balcony: all walls, floor and ceiling roof. See specs for details | 6696.96 | SF | 0 | 0
Centro Vacacional Villas de Añasco - Exterior Work (UCAR)
Stair (CENTRAL)
778 | Replace Outdoors Stair Lights | 3 | EA | 0 | 0 |  |  | Aluminum frame (10 IN width x 6 IN height)
779 | Replace Emergency Lights | 1 | EA | 0 | 0
780 | Replace Ceiling lights | 1 | EA | 0 | 0
781 | Replace Fire Alarm Pull Station | 1 | EA | 0 | 0
782 | Replace Fire Alarm Horn Strobes wall | 1 | EA | 0 | 0
783 | Replace "Wood Railing" | 14 | SF | 0 | 0 |  |  | 2 span (2 FT x 3.5 FT)
784 | Remove and replace Concrete Pad. | 48 | SF | 0 | 0 |  |  | 12 FT x 4 FT
785 | Replace Fire Alamrs System Panel | 1 | EA | 0 | 0
786 | Repair Aluminum Gate | 1 | EA | 0 | 0
Stair (Left Side)
787 | Replace Outdoors Ceiling Lights | 3 | EA | 0 | 0
788 | Replace Emergency Lights | 4 | EA | 0 | 0
789 | Replace Fire Alarm Pull Station | 3 | EA | 0 | 0
790 | Replace Fire Alarm Horn Strobes wall | 3 | EA | 0 | 0
791 | Replace rusty bolt and nut | 60 | EA | 0 | 0
792 | Replace "Wood Railing" | 269.5 | SF | 0 | 0 |  |  | Exterior Limit 77 FT x 3.5 FT
793 | Paint Waterproofing Stain & Sealer | 129.5 | SF | 0 | 0 |  |  | Interior 37 FT x 3.5 FT
Stair (Right Side)
794 | Replace Outdoors Ceiling Lights | 3 | EA | 0 | 0
795 | Replace Emergency Lights | 4 | EA | 0 | 0
796 | Replace Fire Alarm Pull Station | 3 | EA | 0 | 0
797 | Replace Fire Alarm Horn Strobes wall | 3 | EA | 0 | 0
798 | Replace rusty bolt and nut | 60 | EA | 0 | 0
799 | Replace "Wood Railing" | 269.5 | SF | 0 | 0 |  |  | Exterior Limit 77 FT x 3.5 FT
800 | Paint Waterproofing Stain & Sealer | 129.5 | EA | 0 | 0 |  |  | Interior 37 FT x 3.5 FT
801 | Repair gypsum board waterproof | 50 | SF | 0 | 0
Site
802 | Wash Sidewalk - See Spec | 950 | SF | 0 | 0
803 | Brass Hose Bid | 2 | EA | 0 | 0
804 | Repair Outdoor Showers (Flush Drain/Faucet/Fitting) in Stainless Steel | 2 | EA | 0 | 0
805 | Replace Sign (3 FT x4 FT) | 1 | EA | 0 | 0
806 | Repair Electrical Outdoors Panel Door to Match Existing | 1 | EA | 0 | 0
807 | Fire Alarm System Replacement (Panel, Pull Stations, Strobes-horn devices) & the Requiered System Certification. See Spec for details. | 1 | LS | 0 | 0
808 | Replace A/C outdoor Grill Cover in the Back of apartment village (Exterior) | 12 | EA | 0 | 0
GENERAL PAINT WORKS IN ALL EXTERIORS OF THE VILLAGE
809 | General Pressure Wash to all Exterior Surfaces in the Village - See Technical Specs for Details | 9800 | SF | 0 | 0
810 | Apply One Coat of Primer to all Exterior Surfaces According to Technical Specs | 9800 | SF | 0 | 0
811 | Apply Two Coats of Paint to all Exterior Surfaces According to Technical Specs | 19600 | SF | 0 | 0
812 | Apply Chloride Treatment (surface preparation) in all Exterior Roof Metal Surfaces According to Technical Specifications | 6100 | SF | 0 | 0
813 | Apply one Coating of Primer to Exterior Roof Surfaces According to Technical Specs. | 6100 | SF | 0 | 0
814 | Apply Two Coating Paint to Exterior Roof Surfaces (paint): 2 Coats of Paint According to Technical Specs. | 13600 | SF | 0 | 0
815 | Apply Two Coating Paint to Exterior Roof Surfaces (paint): 2 Coats of Paint According to Technical Specs. | 13601 | SF | 0 | 0
Centro Vacacional Villas de Añasco Villa XX-01 (Laurel)
Balcony
816 | Repair Top Column Molding (see tech. specs) | 1 | EA | 0 | 0 |  |  | 4 SF per column
817 | Replace PVC & Wood Seat Bench equal to existing | 1 | EA | 0 | 0
818 | Repair Permanent Bench (Anti-Corrosive Paint) | 1 | EA | 0 | 0
819 | Remove and Replace Treated Wood Handrails andPost | 27 | LFT | 0 | 0 |  |  | 7 FT long x 40 IN high. Made of 2 IN x 6 IN lumber at top and bottom and 2 IN x 2 IN lumbers vertically, space 4 IN
820 | Replace Solid Wood Door | 1 | EA | 0 | 0 |  |  | 36 IN wide x 84 IN high
821 | Repair Floor | 1 | PC | 0 | 0 |  |  | (Border) Material Exposed
822 | Apply coating to Latice partition Paint Wood Stain & Sealer; Wooden Wall Divider (Vertical & Horizontal piece 1.5" x 1.5", Spacing between vertical piece 3") | 48 | SF | 0 | 0
Living Room/ Kitchen
823 | Remove existing door & replace with New Aluminun Doors with hardware - See Tech Specs | 1 | EA | 0 | 0 |  |  | 36 IN wide x 84 IN high
824 | Remove (Wood counter /Frame/Fitting) and Install New aluminum Door with hardware | 1 | EA | 0 | 0 |  |  | 59" x 24"
825 | Replace Cabinet Doors & Drawers | 1 | EA | 0 | 0
826 | Replace Kitchen Faucet | 1 | EA | 0 | 0
827 | Replace Electrical Main Breaker Cover - SEE TECH. SPECS | 1 | EA | 0 | 0
828 | Replace Emergency Light Devices | 1 | EA | 0 | 0
830 | Replace Fire extinguisher wall cabinet with fire extinguisher bracket | 1 | EA | 0 | 0
832 | Replace Smoke Detector (Compatible with Fire Alarm Panel) | 1 | EA | 0 | 0
834 | Refrigerator Light bulb | 1 | EA | 0 | 0
836 | Remove and disposal of Wood Baseboard (see specs for the proposed work) | 44 | LF | 0 | 0
838 | Repair Permanent Bench (Anti-Corrosive Paint) | 1 | EA | 0 | 0
Bath
839 | Replace Wood Door with hardware - see tech specs | 1 | EA | 0 | 0 |  |  | 36 IN x 84 IN with Louver (2ftx2ft)
840 | Replace Electrical Switch Cover | 1 | EA | 0 | 0
841 | Replace Sink Faucet & Shower | 1 | EA | 0 | 0
842 | Replace Shower Drain Cover | 1 | EA | 0 | 0
843 | Replace Toilet with Manual Presure Flush Valve to match existing | 1 | EA | 0 | 0
844 | HC Shower Chair & HC Grab Bar (6ft L Form) only in Handicapped apartments | 1 | EA | 0 | 0
845 | Replace Window screen | 2 | EA | 0 | 0
Master Room
846 | Replace Wood Door with hardware | 1 | EA | 0 | 0 |  |  | 36 IN x 84 IN with Louver (2ftx2ft)
847 | Replace Window Screen | 2 | EA | 0 | 0
848 | Replace Mattres Queen | 1 | EA | 0 | 0
849 | Replace Smoke Detector compatible with fire alarm panel | 1 | EA | 0 | 0
850 | Remove and disposal of Wood Baseboard (see specs for the proposed work) | 44 | LF | 0 | 0
Bedroom
851 | Replace Wood Door with hardware to match existing | 1 | EA | 0 | 0 |  |  | 36 IN x 84 IN with Louver (2ftx2ft)
852 | Replace Window operators | 4 | EA | 0 | 0
853 | Replace Window screens | 4 | EA | 0 | 0
854 | Replace Mattres Twin | 4 | EA | 0 | 0
855 | Remove and disposal of Wood Baseboard (see specs for the proposed work) | 50 | LF | 0 | 0
856 | Window filtration | 1 | LS | 0 | 0
General Work
857 | Apply one coat of primer and two coats of paint in all apartment interiors and at the balcony: all walls, and ceiling roof. | 3348.48 | SF | 0 | 0
858 | Apply one coat of primer and two coats of paint in all apartment interiors and at the balcony: all walls, and ceiling roof. | 6696.96 | SF | 0 | 0
Centro Vacacional Villas de Añasco Villa XX-02 (Laurel)
Balcony
859 | Replace Outdoor Ceiling Lights | 1 | EA | 0 | 0
860 | Replace PVC & Wood Seat Bench equal to existing | 1 | EA | 0 | 0
861 | Repair Permanent Bench (Anti-Corrosive Paint) | 1 | EA | 0 | 0
862 | Replace Weather Proof Electrical Cover & Receptacle Outdoor Outlet | 1 | EA | 0 | 0
863 | Remove and Replace Treated Wood Handrails andPost | 14.7 | LFT | 0 | 0 |  |  | 7 FT long x 40 IN high. Made of 2 IN x 6 IN lumber at top and bottom and 2 IN x 2 IN lumbers vertically, space 4 IN
864 | Replace Solid Wood Door | 1 | EA | 0 | 0 |  |  | 36 IN wide x 84 IN high
865 | Apply coating to Latice partition Paint Wood Stain & Sealer; Wooden Wall Divider (Vertical & Horizontal piece 1.5" x 1.5", Spacing between vertical piece 3") | 83 | SF | 0 | 0
Living Room/ Kitchen
866 | Remove existing door & replace with New Aluminun Doors with hardware - See Tech Specs | 1 | EA | 0 | 0 |  |  | 36 IN wide x 84 IN high
867 | Remove (Wood counter /Frame/Fitting) and Install New aluminum Door with hardware | 1 | EA | 0 | 0 |  |  | 59" x 24"
868 | Replace Cabinet Doors & Drawers | 1 | EA | 0 | 0
869 | Replace Kitchen Faucet | 1 | EA | 0 | 0
870 | Replace Electrical Main Breaker Cover - SEE TECH. SPECS | 1 | EA | 0 | 0
871 | Replace Emergency Light Devices | 1 | EA | 0 | 0
872 | Replace Fire extinguisher wall cabinet with fire extinguisher bracket | 1 | EA | 0 | 0
873 | Replace Stainless Steel Electrical Swith Cover with plastic covers | 1 | EA | 0 | 0
874 | Replace Smoke Detector (Compatible with Fire Alarm Panel) | 1 | EA | 0 | 0
875 | Refrigerator Light bulb | 1 | EA | 0 | 0
876 | Remove and disposal of Wood Baseboard (see specs for the proposed work) | 44 | LF | 0 | 0
877 | Repair Permanent Bench (Anti-Corrosive Paint) | 1 | EA | 0 | 0
Bath
878 | Replace Wood Door with hardware - see tech specs | 1 | EA | 0 | 0 |  |  | 36 IN x 84 IN with Louver (2ftx2ft)
879 | Replace Sink Faucet & Shower | 1 | EA | 0 | 0
880 | Repair Ceiling Leak & Repair Gypsum Board Fascia | 1 | PC | 0 | 0
881 | Replace Shower Curtain | 1 | EA | 0 | 0
882 | Replace Toilet with Manual Presure Flush Valve to match existing | 1 | EA | 0 | 0
Master Room
883 | Replace Wood Door with hardware | 1 | EA | 0 | 0 |  |  | 36 IN x 84 IN with Louver (2ftx2ft)
884 | Replace Stainless Steel Electrical Swith Cover | 3 | EA | 0 | 0
885 | Replace Mattres Queen | 1 | EA | 0 | 0
886 | Replace A/C to match existing | 1 | EA | 0 | 0 |  |  | 12K BTU
887 | Replace Smoke Detector compatible with fire alarm panel | 1 | EA | 0 | 0
888 | Remove and disposal of Wood Baseboard (see specs for the proposed work) | 44 | LF | 0 | 0
Bedroom
889 | Replace Wood Door with hardware to match existing | 1 | EA | 0 | 0 |  |  | 36 IN x 84 IN with Louver (2ftx2ft)
890 | Replace Window operators | 4 | EA | 0 | 0
891 | Replace Window screens | 2 | EA | 0 | 0
892 | Replace Mattres Twin | 4 | EA | 0 | 0
893 | Replace A/C to match existing | 1 | EA | 0 | 0
894 | Replace Smoke Detector compatible with fire alarm panel | 1 | EA | 0 | 0
895 | Remove and disposal of Wood Baseboard (see specs for the proposed work) | 50 | LF | 0 | 0
896 | Window filtration | 1 | LS | 0 | 0
General Work
897 | Apply one coat of primer and two coats of paint in all apartment interiors and at the balcony: all walls, and ceiling roof. | 3348.48 | SF | 0 | 0
898 | Apply one coat of primer and two coats of paint in all apartment interiors and at the balcony: all walls, and ceiling roof. | 6696.96 | SF | 0 | 0
Centro Vacacional Villas de Añasco Villa XX-03 (Laurel)
Balcony
899 | Replace PVC & Wood Seat Bench equal to existing | 1 | EA | 0 | 0
900 | Repair Permanent Bench (Anti-Corrosive Paint) | 1 | EA | 0 | 0
901 | Replace Weather Proof Electrical Cover & Receptacle Outdoor Outlet | 1 | EA | 0 | 0
902 | Remove and Replace Treated Wood Handrails andPost | 14.7 | LFT | 0 | 0 |  |  | 7 FT long x 40 IN high. Made of 2 IN x 6 IN lumber at top and bottom and 2 IN x 2 IN lumbers vertically, space 4 IN
903 | Replace Solid Wood Door | 1 | EA | 0 | 0 |  |  | 36 IN wide x 84 IN high
904 | Apply coating to Latice partition Paint Wood Stain & Sealer; Wooden Wall Divider (Vertical & Horizontal piece 1.5" x 1.5", Spacing between vertical piece 3") | 83 | SF | 0 | 0
Living Room/ Kitchen
905 | Remove existing door & replace with New Aluminun Doors with hardware - See Tech Specs | 1 | EA | 0 | 0 |  |  | 36 IN wide x 84 IN high
906 | Remove (Wood counter /Frame/Fitting) and Install New aluminum Door with hardware | 1 | EA | 0 | 0 |  |  | 59" x 24"
907 | Replace Cabinet Doors & Drawers | 1 | EA | 0 | 0
908 | Replace Kitchen Faucet | 1 | EA | 0 | 0
909 | Replace Window Screen | 1 | EA | 0 | 0 |  |  | 18 IN x 45 IN
910 | Replace Emergency Light Devices | 1 | EA | 0 | 0
911 | Replace Fire extinguisher wall cabinet with fire extinguisher bracket | 1 | EA | 0 | 0
912 | Replace GFCI Outlet | 1 | EA | 0 | 0
913 | Replace Smoke Detector (Compatible with Fire Alarm Panel) | 1 | EA | 0 | 0
914 | Remove and disposal of Wood Baseboard (see specs for the proposed work) | 44 | LF | 0 | 0
915 | Repair Permanent Bench (Anti-Corrosive Paint) | 1 | EA | 0 | 0
916 | Replace Refigerator | 1 | EA | 0 | 0
Bath
917 | Replace Wood Door with hardware - see tech specs | 1 | EA | 0 | 0 |  |  | 36 IN x 84 IN with Louver (2ftx2ft)
918 | Replace GFCI Outlet & Switch combo | 1 | EA | 0 | 0
919 | Replace Sink Faucet & Shower | 1 | EA | 0 | 0
920 | Toilet handicapped to match existing | 1 | EA | 0 | 0
921 | Replace Shower Drain Cover | 1 | EA | 0 | 0
922 | Replace Toilet with Manual Presure Flush Valve to match existing | 1 | EA | 0 | 0
Master Room
923 | Replace Wood Door with hardware | 1 | EA | 0 | 0 |  |  | 36 IN x 84 IN with Louver (2ftx2ft)
924 | Replace window operator | 2 | EA | 0 | 0
925 | Replace Window Screen | 1 | EA | 0 | 0
926 | Replace Mattres Queen | 1 | EA | 0 | 0
927 | Replace Smoke Detector compatible with fire alarm panel | 1 | EA | 0 | 0
928 | Remove and disposal of Wood Baseboard (see specs for the proposed work) | 44 | LF | 0 | 0
Bedroom
929 | Replace Wood Door with hardware to match existing | 1 | EA | 0 | 0 |  |  | 36 IN x 84 IN with Louver (2ftx2ft)
930 | Replace Window operators | 4 | EA | 0 | 0
931 | Replace Window screens | 1 | EA | 0 | 0
932 | Replace Mattres Twin | 4 | EA | 0 | 0
933 | Replace Smoke Detector compatible with fire alarm panel | 1 | EA | 0 | 0
934 | Remove and disposal of Wood Baseboard (see specs for the proposed work) | 50 | LF | 0 | 0
General Work
935 | Apply one coat of primer and two coats of paint in all apartment interiors and at the balcony: all walls, and ceiling roof. | 3348.48 | SF | 0 | 0
936 | Apply one coat of primer and two coats of paint in all apartment interiors and at the balcony: all walls, and ceiling roof. | 6696.96 | SF | 0 | 0
Centro Vacacional Villas de Añasco Villa XX-04 (Laurel)
Balcony
937 | Replace PVC & Wood Seat Bench equal to existing | 1 | EA | 0 | 0
938 | Repair Permanent Bench (Anti-Corrosive Paint) | 1 | EA | 0 | 0
939 | Remove and Replace Treated Wood Handrails andPost | 27 | LFT | 0 | 0 |  |  | 7 FT long x 40 IN high. Made of 2 IN x 6 IN lumber at top and bottom and 2 IN x 2 IN lumbers vertically, space 4 IN
940 | Replace Solid Wood Door | 1 | EA | 0 | 0 |  |  | 36 IN wide x 84 IN high
941 | Apply coating to Latice partition Paint Wood Stain & Sealer; Wooden Wall Divider (Vertical & Horizontal piece 1.5" x 1.5", Spacing between vertical piece 3") | 48 | SF | 0 | 0
Living Room/ Kitchen
942 | Remove existing door & replace with New Aluminun Doors with hardware - See Tech Specs | 1 | EA | 0 | 0 |  |  | 36 IN wide x 84 IN high
943 | Remove (Wood counter /Frame/Fitting) and Install New aluminum Door with hardware | 1 | EA | 0 | 0 |  |  | 59" x 24"
944 | Replace Cabinet Doors & Drawers | 1 | EA | 0 | 0
945 | Replace Kitchen Faucet | 1 | EA | 0 | 0
946 | Replace Window Operator | 2 | EA | 0 | 0
947 | Replace Window Screen | 2 | EA | 0 | 0 |  |  | 18 IN x 45 IN
948 | Replace Electrical Main Breaker Cover - SEE TECH. SPECS | 1 | EA | 0 | 0
949 | Replace Emergency Light Devices | 1 | EA | 0 | 0
950 | Replace Fire extinguisher wall cabinet with fire extinguisher bracket | 1 | EA | 0 | 0
951 | Replace Smoke Detector (Compatible with Fire Alarm Panel) | 1 | EA | 0 | 0
952 | Remove and disposal of Wood Baseboard (see specs for the proposed work) | 44 | LF | 0 | 0
953 | Repair Permanent Bench (Anti-Corrosive Paint) | 1 | EA | 0 | 0
954 | Replace Refigerator | 1 | EA | 0 | 0
Bath
955 | Replace Wood Door with hardware - see tech specs | 1 | EA | 0 | 0 |  |  | 36 IN x 84 IN with Louver (2ftx2ft)
956 | Replace Electrical Switch Cover | 1 | EA | 0 | 0
957 | Replace Sink Faucet & Shower | 1 | EA | 0 | 0
958 | Replace Toilet with Manual Presure Flush Valve to match existing | 1 | EA | 0 | 0
Master Room
959 | Replace Wood Door with hardware | 1 | EA | 0 | 0 |  |  | 36 IN x 84 IN with Louver (2ftx2ft)
960 | Replace window operator | 1 | EA | 0 | 0
961 | Replace Window Screen | 1 | EA | 0 | 0
962 | Replace Mattres Queen | 1 | EA | 0 | 0
963 | Replace A/C to match existing | 1 | EA | 0 | 0
964 | Replace Smoke Detector compatible with fire alarm panel | 1 | EA | 0 | 0
965 | Remove and disposal of Wood Baseboard (see specs for the proposed work) | 44 | LF | 0 | 0
Bedroom
966 | Replace Wood Door with hardware to match existing | 1 | EA | 0 | 0 |  |  | 36 IN x 84 IN with Louver (2ftx2ft)
967 | Replace Stainless Steel Electrical Receptacle Covers | 1 | EA | 0 | 0
968 | Replace Window operators | 4 | EA | 0 | 0
969 | Replace Window screens | 1 | EA | 0 | 0
970 | Replace Mattres Twin | 4 | EA | 0 | 0
971 | Replace A/C to match existing |  | EA | 0 | 0
972 | Replace Smoke Detector compatible with fire alarm panel | 1 | EA | 0 | 0
973 | Remove and disposal of Wood Baseboard (see specs for the proposed work) | 50 | LF | 0 | 0
General Work
974 | Apply one coat of primer and two coats of paint in all apartment interiors and at the balcony: all walls, and ceiling roof. | 3348.48 | SF | 0 | 0
975 | Apply one coat of primer and two coats of paint in all apartment interiors and at the balcony: all walls, and ceiling roof. | 6696.96 | SF | 0 | 0
Centro Vacacional Villas de Añasco Villa XX-05 (Laurel)
Balcony
976 | Replace Outdoor Ceiling Lights | 1 | EA | 0 | 0
977 | Repair crack Ceiling & Leak, seal entire upper balcony according to specs | 1 | PC | 0 | 0
978 | Repair Top Column Molding (see tech. specs) | 1 | EA | 0 | 0 |  |  | 4 SF per column
979 | Replace PVC & Wood Seat Bench equal to existing | 1 | EA | 0 | 0
980 | Repair Permanent Bench (Anti-Corrosive Paint) | 1 | EA | 0 | 0
981 | Replace Weather Proof Electrical Cover & Receptacle Outdoor Outlet | 1 | EA | 0 | 0
982 | Remove and Replace Treated Wood Handrails andPost | 14.09 | LFT | 0 | 0 |  |  | 7 FT long x 40 IN high. Made of 2 IN x 6 IN lumber at top and bottom and 2 IN x 2 IN lumbers vertically, space 4 IN
983 | Replace Exit Sign | 1 | EA | 0 | 0
984 | Repair Floor | 1 | PC | 0 | 0 |  |  | (Border) Material Exposed
985 | Apply coating to Latice partition Paint Wood Stain & Sealer; Wooden Wall Divider (Vertical & Horizontal piece 1.5" x 1.5", Spacing between vertical piece 3") | 40.25 | SF | 0 | 0 |  |  | 37 IN wide x 85 IN high
Living Room/ Kitchen
986 | Remove existing door & replace with New Aluminun Doors with hardware - See Tech Specs | 1 | EA | 0 | 0 |  |  | 36 IN wide x 84 IN high
987 | Remove (Wood counter /Frame/Fitting) and Install New aluminum Door with hardware | 1 | EA | 0 | 0 |  |  | 59" x 24"
988 | Replace Kitchen Faucet | 1 | EA | 0 | 0
989 | Replace Window Screen | 2 | EA | 0 | 0 |  |  | 18 IN x 45 IN
990 | Replace Electrical Main Breaker Cover - SEE TECH. SPECS | 1 | EA | 0 | 0
991 | Replace Emergency Light Devices | 1 | EA | 0 | 0
992 | Replace Fire extinguisher wall cabinet with fire extinguisher bracket | 1 | EA | 0 | 0
993 | Replace Stainless Steel Electrical Swith Cover with plastic covers | 3 | EA | 0 | 0
994 | Replace Stainless Steel Electrical Receptacle Cover | 1 | EA | 0 | 0
995 | Replace GFCI Outlet | 2 | EA | 0 | 0
996 | Replace Smoke Detector (Compatible with Fire Alarm Panel) | 1 | EA | 0 | 0
997 | Refrigerator Light bulb | 1 | EA | 0 | 0
998 | Remove and disposal of Wood Baseboard (see specs for the proposed work) | 44 | LF | 0 | 0
999 | Repair Permanent Bench (Anti-Corrosive Paint) | 1 | EA | 0 | 0
Bath
1000 | Replace Wood Door with hardware - see tech specs | 1 | EA | 0 | 0 |  |  | 36 IN x 84 IN with Louver (2ftx2ft)
1001 | Replace Electrical Switch Cover | 1 | EA | 0 | 0
1002 | Replace Sink Faucet & Shower | 1 | EA | 0 | 0
1003 | Replace Toilet with Manual Presure Flush Valve to match existing | 1 | EA | 0 | 0
Master Room
1004 | Replace Wood Door with hardware | 1 | EA | 0 | 0 |  |  | 36 IN x 84 IN with Louver (2ftx2ft)
1005 | Replace Stainless Steel Electrical Receptacle Cover | 2 | EA | 0 | 0
1006 | Replace Window Screen | 2 | EA | 0 | 0
1007 | Replace Mattres Queen | 1 | EA | 0 | 0
1008 | Replace Smoke Detector compatible with fire alarm panel | 1 | EA | 0 | 0
1009 | Remove and disposal of Wood Baseboard (see specs for the proposed work) | 44 | LF | 0 | 0
Bedroom
1010 | Replace Wood Door with hardware to match existing | 1 | EA | 0 | 0 |  |  | 36 IN x 84 IN with Louver (2ftx2ft)
1011 | Replace Stainless Steel Electrical Swith Covers | 1 | EA | 0 | 0
1012 | Replace Stainless Steel Electrical Receptacle Covers | 3 | EA | 0 | 0
1013 | Replace Window operators | 4 | EA | 0 | 0
1014 | Replace Window screens | 2 | EA | 0 | 0
1015 | Replace Mattres Twin | 4 | EA | 0 | 0
1016 | Replace A/C to match existing | 1 | EA | 0 | 0
1017 | Replace Smoke Detector compatible with fire alarm panel | 1 | EA | 0 | 0
1018 | Remove and disposal of Wood Baseboard (see specs for the proposed work) | 50 | LF | 0 | 0
General Work
1019 | Apply one coat of primer and two coats of paint in all apartment interiors and at the balcony: all walls, and ceiling roof. | 3348.48 | SF | 0 | 0
1020 | Apply one coat of primer and two coats of paint in all apartment interiors and at the balcony: all walls, and ceiling roof. | 6696.96 | SF | 0 | 0
Centro Vacacional Villas de Añasco Villa XX-06 (Laurel)
Balcony
1021 | Repair crack Ceiling & Leak, seal entire upper balcony according to specs | 1 | SF | 0 | 0
1022 | Repair Top Column Molding (see tech. specs) | 1 | EA | 0 | 0 |  |  | 4 SF per column
1023 | Replace PVC & Wood Seat Bench equal to existing | 2 | EA | 0 | 0
1024 | Repair Permanent Bench (Anti-Corrosive Paint) | 2 | EA | 0 | 0
1025 | Remove and Replace Treated Wood Handrails andPost | 17.85 | LFT | 0 | 0 |  |  | 7 FT long x 40 IN high. Made of 2 IN x 6 IN lumber at top and bottom and 2 IN x 2 IN lumbers vertically, space 4 IN
1026 | Replace Solid Wood Door | 1 | EA | 0 | 0 |  |  | 36 IN wide x 84 IN high
1027 | Replace Exit Sign | 1 | EA | 0 | 0
1028 | Apply coating to Latice partition Paint Wood Stain & Sealer; Wooden Wall Divider (Vertical & Horizontal piece 1.5" x 1.5", Spacing between vertical piece 3") | 94 | SF | 0 | 0
Living Room/ Kitchen
1029 | Remove existing door & replace with New Aluminun Doors with hardware - See Tech Specs | 1 | EA | 0 | 0 |  |  | 36 IN wide x 84 IN high
1030 | Remove (Wood counter /Frame/Fitting) and Install New aluminum Door with hardware | 1 | EA | 0 | 0 |  |  | 59" x 24"
1031 | Replace Ceiling Lights | 1 | EA | 0 | 0
1032 | Replace Kitchen Faucet | 1 | EA | 0 | 0
1033 | Replace Window Screen | 4 | EA | 0 | 0 |  |  | 18 IN x 45 IN
1034 | Replace Emergency Light Devices | 1 | EA | 0 | 0
1035 | Replace Fire extinguisher wall cabinet with fire extinguisher bracket | 1 | EA | 0 | 0
1036 | Replace Stainless Steel Electrical Swith Cover with plastic covers | 2 | EA | 0 | 0
1037 | Replace GFCI Outlet | 1 | EA | 0 | 0
1038 | Replace Smoke Detector (Compatible with Fire Alarm Panel) | 1 | EA | 0 | 0
1039 | Refrigerator Light bulb | 1 | EA | 0 | 0
1040 | Remove and disposal of Wood Baseboard (see specs for the proposed work) | 44 | LF | 0 | 0
1041 | Repair Permanent Bench (Anti-Corrosive Paint) | 1 | EA | 0 | 0
1042 | Repair Window | 1 | EA | 0 | 0
Bath
1043 | Replace Wood Door with hardware - see tech specs | 1 | EA | 0 | 0 |  |  | 36 IN x 84 IN with Louver (2ftx2ft)
1044 | Replace GFCI Outlet & Switch combo | 1 | EA | 0 | 0
1045 | Replace Electrical Switch Cover | 1 | EA | 0 | 0
1046 | Replace Sink Faucet & Shower | 1 | EA | 0 | 0
1047 | Toilet handicapped to match existing | 1 | EA | 0 | 0
1048 | Repair shower drain leaks from 2nd &3rd levels, include mosaic floor replacement to perform requested the repairs-see tech specs | 1 | LS | 0 | 0
1049 | Replace Shower Curtain | 1 | EA | 0 | 0
1050 | Replace window operator | 1 | EA | 0 | 0
1051 | Replace Toilet with Manual Presure Flush Valve to match existing | 1 | EA | 0 | 0
Master Room
1052 | Replace Wood Door with hardware | 1 | EA | 0 | 0 |  |  | 36 IN x 84 IN with Louver (2ftx2ft)
1053 | Replace Mattres Queen | 1 | EA | 0 | 0
1054 | Replace Smoke Detector compatible with fire alarm panel | 1 | EA | 0 | 0
1055 | Remove and disposal of Wood Baseboard (see specs for the proposed work) | 44 | LF | 0 | 0
Bedroom
1056 | Replace Wood Door with hardware to match existing | 1 | EA | 0 | 0 |  |  | 36 IN x 84 IN with Louver (2ftx2ft)
1057 | Replace Stainless Steel Electrical Receptacle Covers | 1 | EA | 0 | 0
1058 | Replace Window operators | 4 | EA | 0 | 0
1059 | Replace Window screens | 1 | EA | 0 | 0
1060 | Replace Mattres Twin | 4 | EA | 0 | 0
1061 | Replace Smoke Detector compatible with fire alarm panel | 1 | EA | 0 | 0
1062 | Remove and disposal of Wood Baseboard (see specs for the proposed work) | 50 | LF | 0 | 0
1063 | Replace glass | 1 | EA | 0 | 0
General Work
1064 | Apply one coat of primer and two coats of paint in all apartment interiors and at the balcony: all walls, and ceiling roof. | 3348.48 | SF | 0 | 0
1065 | Apply one coat of primer and two coats of paint in all apartment interiors and at the balcony: all walls, and ceiling roof. | 6696.96 | SF | 0 | 0
Centro Vacacional Villas de Añasco Villa XX-07 (Laurel)
Balcony
1066 | Repair crack Ceiling & Leak, seal entire upper balcony according to specs | 1 | SF | 0 | 0
1067 | Replace PVC & Wood Seat Bench equal to existing | 1 | EA | 0 | 0
1068 | Repair Permanent Bench (Anti-Corrosive Paint) | 2 | EA | 0 | 0
1069 | Replace Weather Proof Electrical Cover & Receptacle Outdoor Outlet | 1 | EA | 0 | 0
1070 | Remove and Replace Treated Wood Handrails andPost | 17.85 | LFT | 0 | 0 |  |  | 7 FT long x 40 IN high. Made of 2 IN x 6 IN lumber at top and bottom and 2 IN x 2 IN lumbers vertically, space 4 IN
1071 | Replace Solid Wood Door | 1 | EA | 0 | 0 |  |  | 36 IN wide x 84 IN high
1072 | Replace Exit Sign | 1 | EA | 0 | 0
1073 | Apply coating to Latice partition Paint Wood Stain & Sealer; Wooden Wall Divider (Vertical & Horizontal piece 1.5" x 1.5", Spacing between vertical piece 3") | 94 | SF | 0 | 0 |  |  | 37 IN wide x 85 IN high
Living Room/ Kitchen
1074 | Remove existing door & replace with New Aluminun Doors with hardware - See Tech Specs | 1 | EA | 0 | 0 |  |  | 36 IN wide x 84 IN high
1075 | Remove (Wood counter /Frame/Fitting) and Install New aluminum Door with hardware | 1 | EA | 0 | 0 |  |  | 59" x 24"
1076 | Replace Kitchen Faucet | 1 | EA | 0 | 0
1077 | Replace Window Screen | 2 | EA | 0 | 0 |  |  | 18 IN x 45 IN
1078 | Replace Electrical Main Breaker Cover - SEE TECH. SPECS | 1 | EA | 0 | 0
1079 | Replace Emergency Light Devices | 1 | EA | 0 | 0
1080 | Replace Fire extinguisher wall cabinet with fire extinguisher bracket | 1 | EA | 0 | 0
1081 | Replace Smoke Detector (Compatible with Fire Alarm Panel) | 1 | EA | 0 | 0
1082 | Remove and disposal of Wood Baseboard (see specs for the proposed work) | 44 | LF | 0 | 0
1083 | Repair Permanent Bench (Anti-Corrosive Paint) | 1 | EA | 0 | 0
1084 | Replace Refigerator | 1 | EA | 0 | 0
Bath
1085 | Replace Wood Door with hardware - see tech specs | 1 | EA | 0 | 0 |  |  | 36 IN x 84 IN with Louver (2ftx2ft)
1086 | Replace Electrical Switch Cover | 1 | EA | 0 | 0
1087 | Replace Sink Faucet & Shower | 1 | EA | 0 | 0
1088 | Toilet handicapped to match existing | 1 | EA | 0 | 0
1089 | Replace Toilet with Manual Presure Flush Valve to match existing | 1 | EA | 0 | 0
1090 | Replace Window screen | 2 | EA | 0 | 0
Master Room
1091 | Replace Wood Door with hardware | 1 | EA | 0 | 0 |  |  | 36 IN x 84 IN with Louver (2ftx2ft)
1092 | Replace Mattres Queen | 1 | EA | 0 | 0
1093 | Replace Smoke Detector compatible with fire alarm panel | 1 | EA | 0 | 0
1094 | Remove and disposal of Wood Baseboard (see specs for the proposed work) | 44 | LF | 0 | 0
Bedroom
1095 | Replace Wood Door with hardware to match existing | 1 | EA | 0 | 0 |  |  | 36 IN x 84 IN with Louver (2ftx2ft)
1096 | Replace Window operators | 4 | EA | 0 | 0
1097 | Replace Window screens | 1 | EA | 0 | 0
1098 | Replace Mattres Twin | 4 | EA | 0 | 0
1099 | Replace Smoke Detector compatible with fire alarm panel | 1 | EA | 0 | 0
1100 | Remove and disposal of Wood Baseboard (see specs for the proposed work) | 50 | LF | 0 | 0
General Work
1101 | Apply one coat of primer and two coats of paint in all apartment interiors and at the balcony: all walls, and ceiling roof. | 3348.48 | SF | 0 | 0
1102 | Apply one coat of primer and two coats of paint in all apartment interiors and at the balcony: all walls, and ceiling roof. | 6696.96 | SF | 0 | 0
Centro Vacacional Villas de Añasco Villa XX-08 (Laurel)
Balcony
1103 | Repair Top Column Molding (see tech. specs) | 1 | EA | 0 | 0 |  |  | 4 SF per column
1104 | Replace PVC & Wood Seat Bench equal to existing | 1 | EA | 0 | 0
1105 | Repair Permanent Bench (Anti-Corrosive Paint) | 1 | EA | 0 | 0
1106 | Replace Weather Proof Electrical Cover & Receptacle Outdoor Outlet | 1 | EA | 0 | 0
1107 | Remove and Replace Treated Wood Handrails andPost | 27 | LFT | 0 | 0 |  |  | 7 FT long x 40 IN high. Made of 2 IN x 6 IN lumber at top and bottom and 2 IN x 2 IN lumbers vertically, space 4 IN
1108 | Replace Solid Wood Door | 1 | EA | 0 | 0 |  |  | 36 IN wide x 84 IN high
1109 | Apply coating to Latice partition Paint Wood Stain & Sealer; Wooden Wall Divider (Vertical & Horizontal piece 1.5" x 1.5", Spacing between vertical piece 3") | 40.25 | SF | 0 | 0
Living Room/ Kitchen
1110 | Remove existing door & replace with New Aluminun Doors with hardware - See Tech Specs | 1 | EA | 0 | 0 |  |  | 36 IN wide x 84 IN high
1111 | Remove (Wood counter /Frame/Fitting) and Install New aluminum Door with hardware | 1 | EA | 0 | 0 |  |  | 59" x 24"
1112 | Replace Ceiling Lights | 1 | EA | 0 | 0
1113 | Replace Kitchen Faucet | 1 | EA | 0 | 0
1114 | Replace Window Operator | 1 | EA | 0 | 0
1115 | Replace Window Screen | 1 | EA | 0 | 0 |  |  | 18 IN x 45 IN
1116 | Replace Emergency Light Devices | 1 | EA | 0 | 0
1117 | Replace Fire extinguisher wall cabinet with fire extinguisher bracket | 1 | EA | 0 | 0
1118 | Replace Stainless Steel Electrical Swith Cover with plastic covers | 3 | EA | 0 | 0
1119 | Replace Smoke Detector (Compatible with Fire Alarm Panel) | 1 | EA | 0 | 0
1120 | Remove and disposal of Wood Baseboard (see specs for the proposed work) | 44 | LF | 0 | 0
1121 | Repair Permanent Bench (Anti-Corrosive Paint) | 1 | EA | 0 | 0
1122 | Replace Refigerator | 1 | EA | 0 | 0
Bath
1123 | Replace Wood Door with hardware - see tech specs | 1 | EA | 0 | 0 |  |  | 36 IN x 84 IN with Louver (2ftx2ft)
1124 | Replace Electrical Switch Cover | 1 | EA | 0 | 0
1125 | Replace Sink Faucet & Shower | 1 | EA | 0 | 0
1126 | Repair Ceiling Leak & Repair Gypsum Board Fascia | 1 | PC | 0 | 0
1127 | Replace Toilet with Manual Presure Flush Valve to match existing | 1 | EA | 0 | 0
1128 | Water heater | 1 | EA | 0 | 0
Master Room
1129 | Replace Wood Door with hardware | 1 | EA | 0 | 0 |  |  | 36 IN x 84 IN with Louver (2ftx2ft)
1130 | Replace Ceiling Lights | 1 | EA | 0 | 0
1131 | Replace Window Screen | 1 | EA | 0 | 0
1132 | Replace Mattres Queen | 1 | EA | 0 | 0
1133 | Replace Smoke Detector compatible with fire alarm panel | 1 | EA | 0 | 0
1134 | Remove and disposal of Wood Baseboard (see specs for the proposed work) | 44 | LF | 0 | 0
Bedroom
1135 | Replace Wood Door with hardware to match existing | 1 | EA | 0 | 0 |  |  | 36 IN x 84 IN with Louver (2ftx2ft)
1136 | Replace Stainless Steel Electrical Swith Covers | 1 | EA | 0 | 0
1137 | Replace Window operators | 4 | EA | 0 | 0
1138 | Replace Window screens | 1 | EA | 0 | 0
1139 | Replace Mattres Twin | 4 | EA | 0 | 0
1140 | Replace A/C to match existing | 1 | EA | 0 | 0
1141 | Replace Smoke Detector compatible with fire alarm panel | 1 | EA | 0 | 0
1142 | Remove and disposal of Wood Baseboard (see specs for the proposed work) | 50 | LF | 0 | 0
General Work
1143 | Apply one coat of primer and two coats of paint in all apartment interiors and at the balcony: all walls, and ceiling roof. | 3348.48 | SF | 0 | 0
1144 | Apply one coat of primer and two coats of paint in all apartment interiors and at the balcony: all walls, and ceiling roof. | 6696.96 | SF | 0 | 0
Centro Vacacional Villas de Añasco Villa XX-09 (Laurel)
Balcony
1145 | Replace Outdoor Ceiling Lights | 1 | EA | 0 | 0
1146 | Replace PVC & Wood Seat Bench equal to existing | 1 | EA | 0 | 0
1147 | Repair Permanent Bench (Anti-Corrosive Paint) | 1 | EA | 0 | 0
1148 | Replace Weather Proof Electrical Cover & Receptacle Outdoor Outlet | 1 | EA | 0 | 0
1149 | Remove and Replace Treated Wood Handrails andPost | 29.4 | LFT | 0 | 0 |  |  | 7 FT long x 40 IN high. Made of 2 IN x 6 IN lumber at top and bottom and 2 IN x 2 IN lumbers vertically, space 4 IN
1150 | Apply coating to Latice partition Paint Wood Stain & Sealer; Wooden Wall Divider (Vertical & Horizontal piece 1.5" x 1.5", Spacing between vertical piece 3") | 40.25 | SF | 0 | 0
Living Room/ Kitchen
1151 | Remove existing door & replace with New Aluminun Doors with hardware - See Tech Specs | 0 | EA | 0 | 0 |  |  | 36 IN wide x 84 IN high
1152 | Remove (Wood counter /Frame/Fitting) and Install New aluminum Door with hardware | 1 | EA | 0 | 0 |  |  | 59" x 24"
1153 | Replace Kitchen Faucet | 1 | EA | 0 | 0
1154 | Replace Window Operator | 2 | EA | 0 | 0
1155 | Replace Window Screen | 2 | EA | 0 | 0 |  |  | 18 IN x 45 IN
1156 | Replace Electrical Main Breaker Cover - SEE TECH. SPECS | 1 | EA | 0 | 0
1157 | Replace Emergency Light Devices | 1 | EA | 0 | 0
1158 | Replace Fire extinguisher wall cabinet with fire extinguisher bracket | 1 | EA | 0 | 0
1159 | Replace Stainless Steel Electrical Swith Cover with plastic covers | 3 | EA | 0 | 0
1160 | Replace GFCI Outlet | 3 | EA | 0 | 0
1161 | Replace Smoke Detector (Compatible with Fire Alarm Panel) | 1 | EA | 0 | 0
1162 | Refrigerator Light bulb | 1 | ea | 0 | 0
1163 | Remove and disposal of Wood Baseboard (see specs for the proposed work) | 44 | LF | 0 | 0
1164 | Repair Permanent Bench (Anti-Corrosive Paint) | 1 | EA | 0 | 0
Bath
1165 | Replace Wood Door with hardware - see tech specs | 1 | EA | 0 | 0 |  |  | 36 IN x 84 IN with Louver (2ftx2ft)
1166 | Replace Ceiling Lights-see tech specs | 1 | EA | 0 | 0
1167 | Replace Electrical Switch Cover | 1 | EA | 0 | 0
1168 | Replace Sink Faucet & Shower | 1 | EA | 0 | 0
1169 | Toilet handicapped to match existing | 1 | EA | 0 | 0
1170 | Replace Toilet with Manual Presure Flush Valve to match existing | 1 | EA | 0 | 0
Master Room
1171 | Replace Wood Door with hardware | 1 | EA | 0 | 0 |  |  | 36 IN x 84 IN with Louver (2ftx2ft)
1172 | Replace Stainless Steel Electrical Swith Cover | 1 | EA | 0 | 0
1173 | Replace Window Screen | 2 | EA | 0 | 0
1174 | Replace Mattres Queen | 1 | EA | 0 | 0
1175 | Replace Smoke Detector compatible with fire alarm panel | 1 | EA | 0 | 0
1176 | Remove and disposal of Wood Baseboard (see specs for the proposed work) | 44 | LF | 0 | 0
Bedroom
1177 | Replace Wood Door with hardware to match existing | 1 | EA | 0 | 0 |  |  | 36 IN x 84 IN with Louver (2ftx2ft)
1178 | Replace Window operators | 4 | EA | 0 | 0
1179 | Replace Window screens | 2 | EA | 0 | 0
1180 | Replace Mattres Twin | 4 | EA | 0 | 0
1181 | Replace Smoke Detector compatible with fire alarm panel | 1 | EA | 0 | 0
1182 | Remove and disposal of Wood Baseboard (see specs for the proposed work) | 50 | LF | 0 | 0
1183 | Water heater | 1 | EA | 0 | 0
1184 | Repair ceiling(including all support studs, gipsom boards, all supports & achorages, paint and accessories to match existing) | 120 | SF | 0 | 0
General Work
1185 | Apply one coat of primer and two coats of paint in all apartment interiors and at the balcony: all walls, and ceiling roof. | 3348.48 | SF | 0 | 0
1186 | Apply one coat of primer and two coats of paint in all apartment interiors and at the balcony: all walls, and ceiling roof. | 6696.96 | SF | 0 | 0
Centro Vacacional Villas de Añasco Villa XX-10 (Laurel)
Balcony
1187 | Replace PVC & Wood Seat Bench equal to existing | 1 | EA | 0 | 0
1188 | Repair Permanent Bench (Anti-Corrosive Paint) | 1 | EA | 0 | 0
1189 | Replace Weather Proof Electrical Cover & Receptacle Outdoor Outlet | 1 | EA | 0 | 0
1190 | Remove and Replace Treated Wood Handrails andPost | 16.4 | LFT | 0 | 0 |  |  | 7 FT long x 40 IN high. Made of 2 IN x 6 IN lumber at top and bottom and 2 IN x 2 IN lumbers vertically, space 4 IN
1191 | Apply coating to Latice partition Paint Wood Stain & Sealer; Wooden Wall Divider (Vertical & Horizontal piece 1.5" x 1.5", Spacing between vertical piece 3") | 40.25 | SF | 0 | 0 |  |  | 37 IN wide x 85 IN high
Living Room/ Kitchen
1192 | Remove existing door & replace with New Aluminun Doors with hardware - See Tech Specs | 1 | EA | 0 | 0 |  |  | 36 IN wide x 84 IN high
1193 | Remove (Wood counter /Frame/Fitting) and Install New aluminum Door with hardware | 0 | EA
1194 | Replace Cabinet Doors & Drawers | 1 | EA | 0 | 0
1195 | Replace Kitchen Faucet | 1 | EA | 0 | 0
1196 | Replace Window Operator | 2 | EA | 0 | 0
1197 | Replace Emergency Light Devices | 1 | EA | 0 | 0
1198 | Replace Fire extinguisher wall cabinet with fire extinguisher bracket | 1 | EA | 0 | 0
1199 | Replace Stainless Steel Electrical Swith Cover with plastic covers | 3 | EA | 0 | 0
1200 | Replace Stainless Steel Electrical Receptacle Cover | 4 | EA | 0 | 0
1201 | Replace Smoke Detector (Compatible with Fire Alarm Panel) | 1 | EA | 0 | 0
1202 | Refrigerator Light bulb | 1 | EA | 0 | 0
1203 | Remove and disposal of Wood Baseboard (see specs for the proposed work) | 44 | LF | 0 | 0
1204 | Repair Permanent Bench (Anti-Corrosive Paint) | 1 | EA | 0 | 0
Bath
1205 | Replace Wood Door with hardware - see tech specs | 1 | EA | 0 | 0 |  |  | 36 IN x 84 IN with Louver (2ftx2ft)
1206 | Replace Electrical Switch Cover | 1 | EA | 0 | 0
1207 | Replace Sink Faucet & Shower | 1 | EA | 0 | 0
1208 | Repair shower drain leaks from 2nd &3rd levels, include mosaic floor replacement to perform requested the repairs-see tech specs | 1 | LS | 0 | 0
1209 | Replace Toilet with Manual Presure Flush Valve to match existing | 1 | EA | 0 | 0
Master Room
1210 | Replace Wood Door with hardware | 1 | EA | 0 | 0 |  |  | 36 IN x 84 IN with Louver (2ftx2ft)
1211 | Replace Ceiling Lights | 1 | EA | 0 | 0
1212 | Replace Mattres Queen | 1 | EA | 0 | 0
1213 | Replace Smoke Detector compatible with fire alarm panel | 1 | EA | 0 | 0
1214 | Remove and disposal of Wood Baseboard (see specs for the proposed work) | 44 | LF | 0 | 0
1214 | Repair ceiling(including all support studs, gipsom boards, all supports & achorages, paint and accessories to match existing) | 120 | SF | 0 | 0
Bedroom
1215 | Replace Wood Door with hardware to match existing | 1 | EA | 0 | 0 |  |  | 36 IN x 84 IN with Louver (2ftx2ft)
1216 | Replace Window operators | 4 | EA | 0 | 0
1217 | Replace Mattres Twin | 4 | EA | 0 | 0
1218 | Replace Smoke Detector compatible with fire alarm panel | 1 | EA | 0 | 0
1219 | Remove and disposal of Wood Baseboard (see specs for the proposed work) | 50 | LF | 0 | 0
General Work
1220 | Apply one coat of primer and two coats of paint in all apartment interiors and at the balcony: all walls, and ceiling roof. | 3348.48 | SF | 0 | 0
1221 | Apply one coat of primer and two coats of paint in all apartment interiors and at the balcony: all walls, and ceiling roof. | 6696.96 | SF | 0 | 0
Centro Vacacional Villas de Añasco - Exterior Work (Laurel)
Stair (CENTRAL)
1222 | Replace Outdoors Stair Lights | 2 | EA | 0 | 0 |  |  | Aluminum frame (10 IN width x 6 IN height)
1223 | Replace Emergency Lights | 1 | EA | 0 | 0
1224 | Replace Fire Alarm Pull Station | 1 | EA | 0 | 0
1225 | Replace Fire Alarm Horn Strobes wall | 1 | EA | 0 | 0
1226 | Replace "Wood Railing" | 14 | SF | 0 | 0 |  |  | 2 span (2 FT x 3.5 FT)
1227 | Replace Fire Alamrs System Panel | 1 | EA | 0 | 0
Stair (Left Side)
1228 | Replace Outdoors Ceiling Lights | 4 | EA | 0 | 0
1229 | Replace Emergency Lights | 4 | EA | 0 | 0
1230 | Replace Pull Station Cover | 2 | EA | 0 | 0
1231 | Replace Fire Alarm Pull Station | 3 | EA | 0 | 0
1232 | Replace Fire Alarm Horn Strobes wall | 3 | EA | 0 | 0
1233 | Replace rusty bolt and nut | 60 | EA | 0 | 0
1234 | Replace "Wood Railing" | 270 | SF | 0 | 0 |  |  | Exterior Limit 77 FT x 3.5 FT
1235 | Paint Waterproofing Stain & Sealer | 130 | SF | 0 | 0 |  |  | Interior 37 FT x 3.5 FT
Stair (Right Side)
1236 | Replace Outdoors Ceiling Lights | 4 | EA | 0 | 0
1237 | Replace Emergency Lights | 4 | EA | 0 | 0
1238 | Replace Pull Station cover | 2 | EA | 0 | 0
1239 | Replace Fire Alarm Pull Station | 3 | EA | 0 | 0
1240 | Replace Fire Alarm Horn Strobes wall | 3 | EA | 0 | 0
1241 | Replace rusty bolt and nut | 60 | EA | 0 | 0
1242 | Replace "Wood Railing" | 270 | SF | 0 | 0 |  |  | Exterior Limit 77 FT x 3.5 FT
1243 | Paint Waterproofing Stain & Sealer | 130 | EA | 0 | 0 |  |  | Interior 37 FT x 3.5 FT
1244 | Repair Floor | 1 | PC | 0 | 0
Site
1245 | Wash Sidewalk - See Spec | 12 | SF | 0 | 0
1246 | Brass Hose Bid | 2 | EA | 0 | 0
1247 | Repair Outdoor Showers (Flush Drain/Faucet/Fitting) in Stainless Steel | 2 | EA | 0 | 0
1248 | Replace Sign (3 FT x4 FT) | 1 | EA | 0 | 0
1249 | Repair Electrical Outdoors Panel Door to Match Existing | 1 | EA | 0 | 0
1250 | Fire Alarm System Replacement (Panel, Pull Stations, Strobes-horn devices) & the Requiered System Certification. See Spec for details. | 1 | LS | 0 | 0
1251 | Replace A/C outdoor Grill Cover in the Back of apartment village (Exterior) | 8 | EA | 0 | 0
GENERAL PAINT WORKS IN ALL EXTERIORS OF THE VILLAGE
1252 | General Pressure Wash to all Exterior Surfaces in the Village - See Technical Specs for Details | 9800 | SF | 0 | 0
1253 | Apply One Coat of Primer to all Exterior Surfaces According to Technical Specs | 9800 | SF | 0 | 0
1254 | Apply Two Coats of Paint to all Exterior Surfaces According to Technical Specs | 19600 | SF | 0 | 0
1255 | Apply Chloride Treatment (surface preparation) in all Exterior Roof Metal Surfaces According to Technical Specifications | 6100 | SF | 0 | 0
1256 | Apply one Coating of Primer to Exterior Roof Surfaces According to Technical Specs. | 6100 | SF | 0 | 0
1257 | Apply Two Coating Paint to Exterior Roof Surfaces (paint): 2 Coats of Paint According to Technical Specs. | 13600 | SF | 0 | 0
1258 | Apply Two Coating Paint to Exterior Roof Surfaces (paint): 2 Coats of Paint According to Technical Specs. | 13600 | SF | 0 | 0
Centro Vacacional Villas de Añasco Villa XX-01 (Almacigo)
Balcony
1259 | Replace Outdoor Ceiling Lights | 1 | EA | 0 | 0
1260 | Repair Top Column Molding (see tech. specs) | 2 | EA | 0 | 0 |  |  | 4 SF per column
1261 | Remove and Replace Treated Wood Handrails andPost | 27.09 | LFT | 0 | 0 |  |  | 7 FT long x 40 IN high. Made of 2 IN x 6 IN lumber at top and bottom and 2 IN x 2 IN lumbers vertically, space 4 IN
1262 | Replace Solid Wood Door | 1 | EA | 0 | 0 |  |  | 36 IN wide x 84 IN high
1263 | Apply coating to Latice partition Paint Wood Stain & Sealer; Wooden Wall Divider (Vertical & Horizontal piece 1.5" x 1.5", Spacing between vertical piece 3") | 48 | SF | 0 | 0
Living Room/ Kitchen
1264 | Remove existing door & replace with New Aluminun Doors with hardware - See Tech Specs | 1 | EA | 0 | 0 |  |  | 36 IN wide x 84 IN high
1265 | Remove (Wood counter /Frame/Fitting) and Install New aluminum Door with hardware | 1 | EA | 0 | 0 |  |  | 59" x 24"
1266 | Replace Ceiling Lights | 4 | EA | 0 | 0
1267 | Replace Cabinet Doors & Drawers | 4 | EA | 0 | 0
1268 | Replace Electrical Main Breaker Cover - SEE TECH. SPECS | 1 | EA | 0 | 0
1269 | Replace Fire extinguisher wall cabinet with fire extinguisher bracket | 1 | EA | 0 | 0
1270 | Replace GFCI Outlet | 1 | EA | 0 | 0
1271 | Replace Smoke Detector (Compatible with Fire Alarm Panel) | 1 | EA | 0 | 0
1272 | Remove and disposal of Wood Baseboard (see specs for the proposed work) | 44 | LF | 0 | 0
Bath
1273 | Replace Wood Door with hardware - see tech specs | 1 | EA | 0 | 0 |  |  | 36 IN x 84 IN with Louver (2ftx2ft)
1274 | Replace Sink Faucet & Shower | 1 | EA | 0 | 0
1275 | Toilet Seat | 1 | EA | 0 | 0
1276 | Repair Ceiling Leak & Repair Gypsum Board Fascia | 10 | SF | 0 | 0
1277 | Replace Toilet with Manual Presure Flush Valve to match existing | 1 | EA | 0 | 0
1278 | HC Shower Chair & HC Grab Bar (6ft L Form) only in Handicapped apartments | 1 | EA | 0 | 0
Master Room
1279 | Replace Wood Door with hardware | 1 | EA | 0 | 0 |  |  | 36 IN x 84 IN with Louver (2ftx2ft)
1280 | Replace window operator | 2 | EA | 0 | 0
1281 | Replace Mattres Queen | 1 | EA | 0 | 0
1282 | Replace Smoke Detector compatible with fire alarm panel | 1 | EA | 0 | 0
1283 | Remove and disposal of Wood Baseboard (see specs for the proposed work) | 44 | LF | 0 | 0
Bedroom
1284 | Replace Wood Door with hardware to match existing | 1 | EA | 0 | 0 |  |  | 36 IN x 84 IN with Louver (2ftx2ft)
1285 | Replace Window operators | 4 | EA | 0 | 0
1286 | Replace Mattres Twin | 4 | EA | 0 | 0
1287 | Replace Smoke Detector compatible with fire alarm panel | 1 | EA | 0 | 0
1288 | Remove and disposal of Wood Baseboard (see specs for the proposed work) | 50 | LF | 0 | 0
General Work
1289 | Apply one coat of primer and two coats of paint in all apartment interiors and at the balcony: all walls, and ceiling roof. | 3348.48 | SF | 0 | 0
1290 | Apply one coat of primer and two coats of paint in all apartment interiors and at the balcony: all walls, and ceiling roof. | 6696.96 | SF | 0 | 0
Centro Vacacional Villas de Añasco Villa XX-02 (Almacigo)
Balcony
1291 | Replace Outdoor Ceiling Lights | 2 | EA | 0 | 0
1292 | Remove and Replace Treated Wood Handrails andPost | 14.7 | LFT | 0 | 0 |  |  | 7 FT long x 40 IN high. Made of 2 IN x 6 IN lumber at top and bottom and 2 IN x 2 IN lumbers vertically, space 4 IN
1293 | Replace Solid Wood Door | 1 | EA | 0 | 0 |  |  | 36 IN wide x 84 IN high
1294 | Apply coating to Latice partition Paint Wood Stain & Sealer; Wooden Wall Divider (Vertical & Horizontal piece 1.5" x 1.5", Spacing between vertical piece 3") | 82 | SF | 0 | 0
Living Room/ Kitchen
1295 | Remove existing door & replace with New Aluminun Doors with hardware - See Tech Specs | 1 | EA | 0 | 0 |  |  | 36 IN wide x 84 IN high
1296 | Remove (Wood counter /Frame/Fitting) and Install New aluminum Door with hardware | 1 | EA | 0 | 0 |  |  | 59" x 24"
1297 | Replace Ceiling Lights | 1 | EA | 0 | 0
1298 | Replace Cabinet Doors & Drawers | 2 | EA | 0 | 0
1299 | Replace Window Operator | 1 | EA | 0 | 0
1300 | Replace Electrical Main Breaker Cover - SEE TECH. SPECS | 1 | EA | 0 | 0
1301 | Replace Fire extinguisher wall cabinet with fire extinguisher bracket | 1 | EA | 0 | 0
1302 | Replace Stainless Steel Electrical Swith Cover with plastic covers | 1 | EA | 0 | 0
1303 | Replace Smoke Detector (Compatible with Fire Alarm Panel) | 1 | EA | 0 | 0
1304 | Refrigerator Light bulb | 1 | EA | 0 | 0
1305 | Remove and disposal of Wood Baseboard (see specs for the proposed work) | 44 | LF | 0 | 0
Bath
1306 | Replace Wood Door with hardware - see tech specs | 1 | EA | 0 | 0 |  |  | 36 IN x 84 IN with Louver (2ftx2ft)
1307 | Replace Ceiling Lights-see tech specs | 1 | EA | 0 | 0
1308 | Replace Electrical Switch Cover | 1 | EA | 0 | 0
1309 | Repair Ceiling Leak & Repair Gypsum Board Fascia | 10 | SF | 0 | 0
1310 | Replace Stainlees Steel Soap Dish | 1 | EA | 0 | 0
1311 | Replace Toilet with Manual Presure Flush Valve to match existing | 1 | EA | 0 | 0
1312 | Replace GFCI Outlet | 1 | EA | 0 | 0
Master Room
1313 | Replace Wood Door with hardware | 1 | EA | 0 | 0 |  |  | 36 IN x 84 IN with Louver (2ftx2ft)
1314 | Replace window operator | 2 | EA | 0 | 0
1315 | Replace Mattres Queen | 1 | EA | 0 | 0
1316 | Replace Smoke Detector compatible with fire alarm panel | 1 | EA | 0 | 0
1317 | Remove and disposal of Wood Baseboard (see specs for the proposed work) | 44 | LF | 0 | 0
Bedroom
1318 | Replace Wood Door with hardware to match existing | 1 | EA | 0 | 0 |  |  | 36 IN x 84 IN with Louver (2ftx2ft)
1319 | Replace Mattres Twin | 4 | EA | 0 | 0
1320 | Replace Smoke Detector compatible with fire alarm panel | 1 | EA | 0 | 0
1321 | Remove and disposal of Wood Baseboard (see specs for the proposed work) | 50 | LF | 0 | 0
General Work
1322 | Apply one coat of primer and two coats of paint in all apartment interiors and at the balcony: all walls, and ceiling roof. | 3348.48 | SF | 0 | 0
1323 | Apply one coat of primer and two coats of paint in all apartment interiors and at the balcony: all walls, and ceiling roof. | 6696.96 | SF | 0 | 0
Centro Vacacional Villas de Añasco Villa XX-03 (Almacigo)
Balcony
1324 | Repair crack Ceiling & Leak, seal entire upper balcony according to specs | 1 | PC | 0 | 0
1325 | Remove and Replace Treated Wood Handrails andPost | 14.7 | LFT | 0 | 0 |  |  | 7 FT long x 40 IN high. Made of 2 IN x 6 IN lumber at top and bottom and 2 IN x 2 IN lumbers vertically, space 4 IN
1326 | Replace Solid Wood Door | 1 | EA | 0 | 0 |  |  | 36 IN wide x 84 IN high
1327 | Apply coating to Latice partition Paint Wood Stain & Sealer; Wooden Wall Divider (Vertical & Horizontal piece 1.5" x 1.5", Spacing between vertical piece 3") | 83 | SF | 0 | 0
Living Room/ Kitchen
1328 | Remove existing door & replace with New Aluminun Doors with hardware - See Tech Specs | 1 | EA | 0 | 0 |  |  | 36 IN wide x 84 IN high
1329 | Remove (Wood counter /Frame/Fitting) and Install New aluminum Door with hardware | 1 | EA | 0 | 0 |  |  | 59" x 24"
1330 | Replace Cabinet Doors & Drawers | 1 | EA | 0 | 0
1331 | Replace Kitchen Faucet | 1 | EA | 0 | 0
1332 | Replace Window Operator | 3 | EA | 0 | 0
1333 | Replace Electrical Main Breaker Cover - SEE TECH. SPECS | 1 | EA | 0 | 0
1334 | Replace Fire extinguisher wall cabinet enclosure with fire extinguisher bracket | 1 | EA | 0 | 0
1335 | Replace Stainless Steel Electrical Swith Cover with plastic covers | 1 | EA | 0 | 0
1336 | Replace GFCI Outlet | 2 | EA | 0 | 0
1337 | Replace Smoke Detector (Compatible with Fire Alarm Panel) | 1 | EA | 0 | 0
1338 | Refrigerator Light bulb | 1 | EA | 0 | 0
1339 | Remove and disposal of Wood Baseboard (see specs for the proposed work) | 44 | LF | 0 | 0
Bath
1340 | Replace Wood Door with hardware - see tech specs | 1 | EA | 0 | 0 |  |  | 36 IN x 84 IN with Louver (2ftx2ft)
1341 | Replace GFCI Outlet & Switch combo | 1 | EA | 0 | 0
1342 | Replace Sink Faucet & Shower | 1 | EA | 0 | 0
1343 | Toilet Seat | 1 | EA | 0 | 0
1344 | Replace window operator | 1 | EA | 0 | 0
1345 | Replace Toilet with Manual Presure Flush Valve to match existing | 1 | EA | 0 | 0
Master Room
1346 | Replace Wood Door with hardware | 1 | EA | 0 | 0 |  |  | 36 IN x 84 IN with Louver (2ftx2ft)
1347 | Replace window operator | 1 | EA | 0 | 0
1348 | Replace Window Screen | 1 | EA | 0 | 0
1349 | Replace Mattres Queen | 1 | EA | 0 | 0
1350 | Replace Smoke Detector compatible with fire alarm panel | 1 | EA | 0 | 0
1351 | Remove and disposal of Wood Baseboard (see specs for the proposed work) | 44 | LF | 0 | 0
Bedroom
1352 | Replace Wood Door with hardware to match existing | 1 | EA | 0 | 0 |  |  | 36 IN x 84 IN with Louver (2ftx2ft)
1353 | Replace Mattres Twin | 4 | EA | 0 | 0
1353 | Replace Smoke Detector compatible with fire alarm panel | 1 | EA | 0 | 0
1354 | Remove and disposal of Wood Baseboard (see specs for the proposed work) | 50 | LF | 0 | 0
General Work
1355 | Apply one coat of primer and two coats of paint in all apartment interiors and at the balcony: all walls, and ceiling roof. | 3348.48 | SF | 0 | 0
1356 | Apply one coat of primer and two coats of paint in all apartment interiors and at the balcony: all walls, and ceiling roof. | 6696.96 | SF | 0 | 0
Centro Vacacional Villas de Añasco Villa XX-04 (Almacigo)
Balcony
1357 | Replace Outdoor Ceiling Lights | 1 | EA | 0 | 0
1358 | Repair Top Column Molding (see tech. specs) | 2 | EA | 0 | 0 |  |  | 4 SF per column
1359 | Repair Permanent Bench (Anti-Corrosive Paint) | 1 | EA | 0 | 0
1360 | Remove and Replace Treated Wood Handrails andPost | 27.09 | LFT | 0 | 0 |  |  | 7 FT long x 40 IN high. Made of 2 IN x 6 IN lumber at top and bottom and 2 IN x 2 IN lumbers vertically, space 4 IN
1361 | Replace Solid Wood Door | 1 | EA | 0 | 0 |  |  | 36 IN wide x 84 IN high
1362 | Apply coating to Latice partition Paint Wood Stain & Sealer; Wooden Wall Divider (Vertical & Horizontal piece 1.5" x 1.5", Spacing between vertical piece 3") | 48 | SF | 0 | 0
Living Room/ Kitchen
1363 | Remove existing door & replace with New Aluminun Doors with hardware - See Tech Specs | 1 | EA | 0 | 0 |  |  | 36 IN wide x 84 IN high
1364 | Remove (Wood counter /Frame/Fitting) and Install New aluminum Door with hardware | 1 | EA | 0 | 0 |  |  | 59" x 24"
1365 | Replace Ceiling Lights | 3 | EA | 0 | 0
1366 | Replace Cabinet Doors & Drawers | 2 | EA | 0 | 0
1367 | Replace Window Operator | 2 | EA | 0 | 0
1368 | Replace Window Screen | 1 | EA | 0 | 0 |  |  | 18 IN x 45 IN
1369 | Replace Fire extinguisher wall cabinet with fire extinguisher bracket | 1 | EA | 0 | 0
1370 | Replace Stainless Steel Electrical Swith Cover with plastic covers | 1 | EA | 0 | 0
1371 | Replace Smoke Detector (Compatible with Fire Alarm Panel) | 1 | EA | 0 | 0
1372 | Remove and disposal of Wood Baseboard (see specs for the proposed work) | 44 | LF | 0 | 0
Bath
1373 | Replace Wood Door with hardware - see tech specs | 1 | EA | 0 | 0 |  |  | 36 IN x 84 IN with Louver (2ftx2ft)
1374 | Replace Ceiling Lights-see tech specs | 1 | EA | 0 | 0
1375 | Replace Electrical Switch Cover | 1 | EA | 0 | 0
1376 | Replace Toilet with Manual Presure Flush Valve to match existing | 1 | EA | 0 | 0
Master Room
1377 | Replace Wood Door with hardware | 1 | EA | 0 | 0 |  |  | 36 IN x 84 IN with Louver (2ftx2ft)
1378 | Replace Ceiling Lights | 1 | EA | 0 | 0
1379 | Replace Stainless Steel Electrical Swith Cover | 1 | EA | 0 | 0
1380 | Replace Mattres Queen | 1 | EA | 0 | 0
1381 | Replace Smoke Detector compatible with fire alarm panel | 1 | EA | 0 | 0
1382 | Remove and disposal of Wood Baseboard (see specs for the proposed work) | 44 | LF | 0 | 0
Bedroom
1383 | Replace Wood Door with hardware to match existing | 1 | EA | 0 | 0 |  |  | 36 IN x 84 IN with Louver (2ftx2ft)
1469 | Replace Window operators | 1 | EA | 0 | 0
1470 | Replace Window screens | 2 | EA | 0 | 0
1471 | Replace Mattres Twin | 4 | EA | 0 | 0
1472 | Replace Smoke Detector compatible with fire alarm panel | 1 | EA | 0 | 0
1473 | Remove and disposal of Wood Baseboard (see specs for the proposed work) | 50 | LF | 0 | 0
1474 | General Work
1475 | Apply one coat of primer and two coats of paint in all apartment interiors and at the balcony: all walls, and ceiling roof. | 3348.48 | SF | 0 | 0
1476 | Apply one coat of primer and two coats of paint in all apartment interiors and at the balcony: all walls, and ceiling roof. | 6696.96 | SF | 0 | 0
Centro Vacacional Villas de Añasco Villa XX-05 (Almacigo)
Balcony
1477 | Remove and Replace Treated Wood Handrails andPost | 20.05 | LFT | 0 | 0 |  |  | 7 FT long x 40 IN high. Made of 2 IN x 6 IN lumber at top and bottom and 2 IN x 2 IN lumbers vertically, space 4 IN
1478 | Apply coating to Latice partition Paint Wood Stain & Sealer; Wooden Wall Divider (Vertical & Horizontal piece 1.5" x 1.5", Spacing between vertical piece 3") | 40.25 | SF | 0 | 0 |  |  | 37 IN wide x 85 IN high
Living Room/ Kitchen
1479 | Remove existing door & replace with New Aluminun Doors with hardware - See Tech Specs | 0 | EA | 0 | 0 |  |  | 36 IN wide x 84 IN high
1480 | Remove (Wood counter /Frame/Fitting) and Install New aluminum Door with hardware | 0 | EA | 0 | 0
1481 | Replace Kitchen Faucet | 1 | EA | 0 | 0
1482 | Replace Window Operator | 2 | EA | 0 | 0
1483 | Replace Window Screen | 1 | EA | 0 | 0 |  |  | 18 IN x 45 IN
1484 | Replace Electrical Main Breaker Cover - SEE TECH. SPECS | 1 | EA | 0 | 0
1485 | Replace Fire extinguisher wall cabinet with fire extinguisher bracket | 1 | EA | 0 | 0
1486 | Replace Smoke Detector (Compatible with Fire Alarm Panel) | 1 | EA | 0 | 0
1487 | Refrigerator Light bulb | 1 | EA | 0 | 0
1488 | Remove and disposal of Wood Baseboard (see specs for the proposed work) | 44 | LF | 0 | 0
Bath
1489 | Replace Wood Door with hardware - see tech specs | 1 | EA | 0 | 0 |  |  | 36 IN x 84 IN with Louver (2ftx2ft)
1490 | Replace Electrical Switch Cover | 1 | EA | 0 | 0
1491 | Replace Sink Faucet & Shower | 1 | EA | 0 | 0
1492 | Toilet Seat | 1 | EA | 0 | 0
1493 | Repair shower drain leaks from 2nd &3rd levels, include mosaic floor replacement to perform requested the repairs-see tech specs | 1 | LS | 0 | 0
1494 | Replace Shower Drain Cover | 1 | EA | 0 | 0
1495 | Replace Toilet with Manual Presure Flush Valve to match existing | 1 | EA | 0 | 0
Master Room
1496 | Replace Wood Door with hardware | 1 | EA | 0 | 0 |  |  | 36 IN x 84 IN with Louver (2ftx2ft)
1497 | Replace Mattres Queen | 1 | EA | 0 | 0
1498 | Replace Smoke Detector compatible with fire alarm panel | 1 | EA | 0 | 0
1499 | Remove and disposal of Wood Baseboard (see specs for the proposed work) | 44 | LF | 0 | 0
Bedroom
1500 | Replace Wood Door with hardware to match existing | 1 | EA | 0 | 0 |  |  | 36 IN x 84 IN with Louver (2ftx2ft)
1501 | Replace Window operators | 2 | EA | 0 | 0
1502 | Replace Mattres Twin | 4 | EA | 0 | 0
1503 | Remove and disposal of Wood Baseboard (see specs for the proposed work) | 50 | LF | 0 | 0
1504 | Water heater | 1 | EA | 0 | 0
General Work
1505 | Apply one coat of primer and two coats of paint in all apartment interiors and at the balcony: all walls, and ceiling roof. | 3348.48 | SF | 0 | 0
1506 | Apply one coat of primer and two coats of paint in all apartment interiors and at the balcony: all walls, and ceiling roof. | 6696.96 | SF | 0 | 0
Centro Vacacional Villas de Añasco Villa XX-06 (Almacigo)
Balcony
1507 | Remove and Replace Treated Wood Handrails andPost | 17.85 | LFT | 0 | 0 |  |  | 7 FT long x 40 IN high. Made of 2 IN x 6 IN lumber at top and bottom and 2 IN x 2 IN lumbers vertically, space 4 IN
1507 | Replace Solid Wood Door | 1 | EA | 0 | 0 |  |  | 36 IN wide x 84 IN high
1507 | Apply coating to Latice partition Paint Wood Stain & Sealer; Wooden Wall Divider (Vertical & Horizontal piece 1.5" x 1.5", Spacing between vertical piece 3") | 94 | SF | 0 | 0
Living Room/ Kitchen
1509 | Remove existing door & replace with New Aluminun Doors with hardware - See Tech Specs | 1 | EA | 0 | 0 |  |  | 36 IN wide x 84 IN high
1519 | Remove (Wood counter /Frame/Fitting) and Install New aluminum Door with hardware | 1 | EA | 0 | 0 |  |  | 59" x 24"
1520 | Replace Electrical Main Breaker Cover - SEE TECH. SPECS | 1 | EA | 0 | 0
1527 | Replace Fire extinguisher wall cabinet with fire extinguisher bracket | 1 | EA | 0 | 0
1528 | Replace Stainless Steel Electrical Swith Cover with plastic covers | 1 | EA | 0 | 0
1479 | Replace Smoke Detector (Compatible with Fire Alarm Panel) | 1 | EA | 0 | 0
1480 | Refrigerator Light bulb | 1 |  | 0 | 0
1481 | Remove and disposal of Wood Baseboard (see specs for the proposed work) | 44 | LF | 0 | 0
Bath
1482 | Replace Wood Door with hardware - see tech specs | 1 | EA | 0 | 0 |  |  | 36 IN x 84 IN with Louver (2ftx2ft)
1483 | Replace Electrical Switch Cover | 1 | EA | 0 | 0
1484 | Repair shower drain leaks from 2nd &3rd levels, include mosaic floor replacement to perform requested the repairs-see tech specs | 1 | LS | 0 | 0
1485 | Replace Shower Drain Cover | 1 | EA | 0 | 0
1486 | Replace Stainlees Steel Soap Dish | 1 | EA | 0 | 0
1487 | Replace Toilet with Manual Presure Flush Valve to match existing | 1 | EA | 0 | 0
Master Room
1488 | Replace Wood Door with hardware | 1 | EA | 0 | 0 |  |  | 36 IN x 84 IN with Louver (2ftx2ft)
1489 | Replace Mattres Queen | 1 | EA | 0 | 0
1490 | Replace Smoke Detector compatible with fire alarm panel | 1 | EA | 0 | 0
1491 | Remove and disposal of Wood Baseboard (see specs for the proposed work) | 44 | LF | 0 | 0
Bedroom
1492 | Replace Wood Door with hardware to match existing | 1 | EA | 0 | 0 |  |  | 36 IN x 84 IN with Louver (2ftx2ft)
1493 | Replace Window operators | 1 | EA | 0 | 0
1494 | Replace Mattres Twin | 4 | EA | 0 | 0
1495 | Replace Smoke Detector compatible with fire alarm panel | 1 | EA | 0 | 0
1496 | Remove and disposal of Wood Baseboard (see specs for the proposed work) | 50 | LF | 0 | 0
General Work
1497 | Apply one coat of primer and two coats of paint in all apartment interiors and at the balcony: all walls, and ceiling roof. | 3348.48 | SF | 0 | 0
1498 | Apply one coat of primer and two coats of paint in all apartment interiors and at the balcony: all walls, and ceiling roof. | 6696.96 | SF | 0 | 0
Centro Vacacional Villas de Añasco Villa XX-07 (Almacigo)
Balcony
1499 | Remove and Replace Treated Wood Handrails andPost | 17.85 | LFT | 0 | 0 |  |  | 7 FT long x 40 IN high. Made of 2 IN x 6 IN lumber at top and bottom and 2 IN x 2 IN lumbers vertically, space 4 IN
1500 | Replace Solid Wood Door | 1 | EA | 0 | 0 |  |  | 36 IN wide x 84 IN high
1501 | Replace Exit Sign | 1 | EA | 0 | 0
1502 | Apply coating to Latice partition Paint Wood Stain & Sealer; Wooden Wall Divider (Vertical & Horizontal piece 1.5" x 1.5", Spacing between vertical piece 3") | 94 | SF | 0 | 0
Living Room/ Kitchen
1503 | Remove existing door & replace with New Aluminun Doors with hardware - See Tech Specs | 1 | EA | 0 | 0 |  |  | 36 IN wide x 84 IN high
1504 | Remove (Wood counter /Frame/Fitting) and Install New aluminum Door with hardware | 1 | EA | 0 | 0 |  |  | 59" x 24"
1505 | Replace Electrical Main Breaker Cover - SEE TECH. SPECS | 1 | EA | 0 | 0
1506 | Replace Emergency Light Devices | 1 | EA | 0 | 0
1507 | Replace Fire extinguisher wall cabinet with fire extinguisher bracket | 1 | EA | 0 | 0
1508 | Replace Stainless Steel Electrical Swith Cover with plastic covers | 1 | EA | 0 | 0
1509 | Replace GFCI Outlet | 2 | EA | 0 | 0
1510 | Replace Smoke Detector (Compatible with Fire Alarm Panel) | 1 | EA | 0 | 0
1511 | Refrigerator Light bulb | 1 | EA | 0 | 0
1512 | Remove and disposal of Wood Baseboard (see specs for the proposed work) | 44 | LF | 0 | 0
Bath
1513 | Replace Wood Door with hardware - see tech specs | 1 | EA | 0 | 0 |  |  | 36 IN x 84 IN with Louver (2ftx2ft)
1514 | Replace Electrical Switch Cover | 1 | EA | 0 | 0
1515 | Replace Sink Faucet & Shower | 1 | EA | 0 | 0
1516 | Replace Toilet with Manual Presure Flush Valve to match existing | 1 | EA | 0 | 0
Master Room
1517 | Replace Wood Door with hardware | 1 | EA | 0 | 0 |  |  | 36 IN x 84 IN with Louver (2ftx2ft)
1518 | Replace Mattres Queen | 1 | EA | 0 | 0
1519 | Replace Smoke Detector compatible with fire alarm panel | 1 | EA | 0 | 0
1520 | Remove and disposal of Wood Baseboard (see specs for the proposed work) | 44 | LF | 0 | 0
Bedroom
1521 | Replace Wood Door with hardware to match existing | 1 | EA | 0 | 0 |  |  | 36 IN x 84 IN with Louver (2ftx2ft)
1521 | Replace Window operators | 1 | EA | 0 | 0
1521 | Replace Mattres Twin | 4 | EA | 0 | 0
1521 | Replace Smoke Detector compatible with fire alarm panel | 1 | EA | 0 | 0
1521 | Remove and disposal of Wood Baseboard (see specs for the proposed work) | 50 | LF | 0 | 0
General Work
1522 | Apply one coat of primer and two coats of paint in all apartment interiors and at the balcony: all walls, and ceiling roof. | 3348.48 | SF | 0 | 0
1523 | Apply one coat of primer and two coats of paint in all apartment interiors and at the balcony: all walls, and ceiling roof. | 6696.96 | SF | 0 | 0
Centro Vacacional Villas de Añasco Villa XX-08 (Almacigo)
Balcony
1524 | Remove and Replace Treated Wood Handrails andPost | 27.09 | LFT | 0 | 0 |  |  | 7 FT long x 40 IN high. Made of 2 IN x 6 IN lumber at top and bottom and 2 IN x 2 IN lumbers vertically, space 4 IN
1525 | Replace Solid Wood Door | 1 | EA | 0 | 0 |  |  | 36 IN wide x 84 IN high
1526 | Apply coating to Latice partition Paint Wood Stain & Sealer; Wooden Wall Divider (Vertical & Horizontal piece 1.5" x 1.5", Spacing between vertical piece 3") | 40.25 | SF | 0 | 0
Living Room/ Kitchen
1527 | Remove existing door & replace with New Aluminun Doors with hardware - See Tech Specs | 1 | EA | 0 | 0 |  |  | 36 IN wide x 84 IN high
1528 | Remove (Wood counter /Frame/Fitting) and Install New aluminum Door with hardware | 1 | EA | 0 | 0 |  |  | 59" x 24"
1529 | Replace Window Screen | 1 | EA | 0 | 0 |  |  | 18 IN x 45 IN
1530 | Replace Emergency Light Devices | 1 | EA | 0 | 0
1531 | Replace Fire extinguisher wall cabinet with fire extinguisher bracket | 1 | EA | 0 | 0
1532 | Replace Smoke Detector (Compatible with Fire Alarm Panel) | 1 | EA | 0 | 0
1533 | Refrigerator Light bulb | 1 | EA | 0 | 0
1534 | Remove and disposal of Wood Baseboard (see specs for the proposed work) | 44 | LF | 0 | 0
Bath
1535 | Replace Wood Door with hardware - see tech specs | 1 | EA | 0 | 0 |  |  | 36 IN x 84 IN with Louver (2ftx2ft)
1536 | Replace Electrical Switch Cover | 1 | EA | 0 | 0
1537 | Repair Ceiling Leak & Repair Gypsum Board Fascia | 10 | SF | 0 | 0
1538 | Replace Shower Drain Cover | 1 | EA | 0 | 0
1539 | Replace Toilet with Manual Presure Flush Valve to match existing | 1 | EA | 0 | 0
Master Room
1540 | Replace Wood Door with hardware | 1 | EA | 0 | 0 |  |  | 36 IN x 84 IN with Louver (2ftx2ft)
1541 | Replace Mattres Queen | 1 | EA | 0 | 0
1542 | Replace Smoke Detector compatible with fire alarm panel | 1 | EA | 0 | 0
1543 | Remove and disposal of Wood Baseboard (see specs for the proposed work) | 44 | LF | 0 | 0
Bedroom
1544 | Replace Wood Door with hardware to match existing | 1 | EA | 0 | 0 |  |  | 36 IN x 84 IN with Louver (2ftx2ft)
1545 | Replace Window operators | 2 | EA | 0 | 0
1546 | Replace Mattres Twin | 4 | EA | 0 | 0
1547 | Replace Smoke Detector compatible with fire alarm panel | 1 | EA | 0 | 0
1548 | Remove and disposal of Wood Baseboard (see specs for the proposed work) | 50 | LF | 0 | 0
General Work
1549 | Apply one coat of primer and two coats of paint in all apartment interiors and at the balcony: all walls, and ceiling roof. | 3348.48 | SF | 0 | 0
1550 | Apply one coat of primer and two coats of paint in all apartment interiors and at the balcony: all walls, and ceiling roof. | 6696.96 | SF | 0 | 0
Centro Vacacional Villas de Añasco Villa XX-09 (Almacigo)
Balcony
1551 | Replace Outdoor Ceiling Lights | 2 | EA | 0 | 0
1552 | Repair Top Column Molding (see tech. specs) | 1 | EA | 0 | 0 |  |  | 4 SF per column
1553 | Replace PVC & Wood Seat Bench equal to existing | 2 | EA | 0 | 0
1554 | Repair Permanent Bench (Anti-Corrosive Paint) | 1 | EA | 0 | 0
1555 | Replace Weather Proof Electrical Cover & Receptacle Outdoor Outlet | 1 | EA | 0 | 0
1556 | Remove and Replace Treated Wood Handrails andPost | 29.4 | LFT | 0 | 0 |  |  | 7 FT long x 40 IN high. Made of 2 IN x 6 IN lumber at top and bottom and 2 IN x 2 IN lumbers vertically, space 4 IN
1557 | Replace Solid Wood Door | 1 | EA | 0 | 0 |  |  | 36 IN wide x 84 IN high
1558 | Replace Exit Sign | 1 | EA | 0 | 0
1559 | Apply coating to Latice partition Paint Wood Stain & Sealer; Wooden Wall Divider (Vertical & Horizontal piece 1.5" x 1.5", Spacing between vertical piece 3") | 40.25 | SF | 0 | 0
Living Room/ Kitchen
1560 | Remove existing door & replace with New Aluminun Doors with hardware - See Tech Specs | 1 | EA | 0 | 0 |  |  | 36 IN wide x 84 IN high
1561 | Remove (Wood counter /Frame/Fitting) and Install New aluminum Door with hardware | 1 | EA | 0 | 0 |  |  | 59" x 24"
1562 | Replace Ceiling Lights | 1 | EA | 0 | 0
1563 | Replace Cabinet Doors & Drawers | 1 | EA | 0 | 0
1564 | Replace Kitchen Faucet | 1 | EA | 0 | 0
1565 | Replace Window Operator | 2 | EA | 0 | 0
1566 | Replace Window Screen | 2 | EA | 0 | 0 |  |  | 18 IN x 45 IN
1567 | Replace Electrical Main Breaker Cover - SEE TECH. SPECS | 1 | EA | 0 | 0
1568 | Replace Emergency Light Devices | 1 | EA | 0 | 0
1569 | Replace Fire extinguisher wall cabinet with fire extinguisher bracket | 1 | EA | 0 | 0
1570 | Replace Stainless Steel Electrical Swith Cover with plastic covers | 2 | EA | 0 | 0
1571 | Replace GFCI Outlet | 3 | EA | 0 | 0
1572 | Replace Smoke Detector (Compatible with Fire Alarm Panel) | 1 | EA | 0 | 0
1573 | Refrigerator Light bulb | 1 | EA | 0 | 0
1574 | Remove and disposal of Wood Baseboard (see specs for the proposed work) | 44 | LF | 0 | 0
1575 | Repair Permanent Bench (Anti-Corrosive Paint) | 1 | EA | 0 | 0
Bath
1576 | Replace Wood Door with hardware - see tech specs | 1 | EA | 0 | 0 |  |  | 36 IN x 84 IN with Louver (2ftx2ft)
1577 | Replace GFCI Outlet & Switch combo | 1 | EA | 0 | 0
1578 | Replace Sink Faucet & Shower | 1 | EA | 0 | 0
1579 | Toilet Seat | 1 | EA | 0 | 0
1580 | Repair Ceiling Leak & Repair Gypsum Board Fascia | 14 | SF | 0 | 0
1581 | Replace Shower Curtain | 1 | EA | 0 | 0
1582 | Replace Shower Drain Cover | 1 | EA | 0 | 0
1583 | Replace Stainlees Steel Toilet Paper Holder | 1 | EA | 0 | 0
1584 | Replace Toilet with Manual Presure Flush Valve to match existing | 1 | EA | 0 | 0
Master Room
1585 | Replace Wood Door with hardware | 1 | EA | 0 | 0 |  |  | 36 IN x 84 IN with Louver (2ftx2ft)
1586 | Replace Ceiling Lights | 1 | EA | 0 | 0
1587 | Replace Stainless Steel Electrical Swith Cover | 1 | EA | 0 | 0
1588 | Replace window operator | 1 | EA | 0 | 0
1589 | Replace Window Screen | 1 | EA | 0 | 0
1590 | Replace Mattres Queen | 1 | EA | 0 | 0
1591 | Replace Smoke Detector compatible with fire alarm panel | 1 | EA | 0 | 0
1592 | Remove and disposal of Wood Baseboard (see specs for the proposed work) | 44 | LF | 0 | 0
Bedroom
1593 | Replace Wood Door with hardware to match existing | 1 | EA | 0 | 0 |  |  | 36 IN x 84 IN with Louver (2ftx2ft)
1594 | Replace Ceiling Lights see tech specs | 1 | EA | 0 | 0
1595 | Replace Stainless Steel Electrical Swith Covers | 1 | EA | 0 | 0
1596 | Replace Stainless Steel Electrical Receptacle Covers | 1 | EA | 0 | 0
1597 | Replace Window operators | 1 | EA | 0 | 0
1598 | Replace Window screens | 1 | EA | 0 | 0
1599 | Replace Mattres Twin | 4 | EA | 0 | 0
1600 | Replace Smoke Detector compatible with fire alarm panel | 1 | EA | 0 | 0
1601 | Remove and disposal of Wood Baseboard (see specs for the proposed work) | 50 | LF | 0 | 0
General Work
1602 | Apply one coat of primer and two coats of paint in all apartment interiors and at the balcony: all walls, and ceiling roof. | 3348.48 | SF | 0 | 0
1603 | Apply one coat of primer and two coats of paint in all apartment interiors and at the balcony: all walls, and ceiling roof. | 6696.96 | SF | 0 | 0
Centro Vacacional Villas de Añasco Villa XX-10 (Almacigo)
Balcony
1604 | Remove and Replace Treated Wood Handrails andPost | 16.4 | LFT | 0 | 0 |  |  | 7 FT long x 40 IN high. Made of 2 IN x 6 IN lumber at top and bottom and 2 IN x 2 IN lumbers vertically, space 4 IN
1605 | Apply coating to Latice partition Paint Wood Stain & Sealer; Wooden Wall Divider (Vertical & Horizontal piece 1.5" x 1.5", Spacing between vertical piece 3") | 40.25 | SF | 0 | 0 |  |  | 37 IN wide x 85 IN high
Living Room/ Kitchen
1606 | Remove existing door & replace with New Aluminun Doors with hardware - See Tech Specs | 0 | EA | 0 | 0 |  |  | 36 IN wide x 84 IN high
1607 | Remove (Wood counter /Frame/Fitting) and Install New aluminum Door with hardware | 0 | EA | 0 | 0
1608 | Replace Emergency Light Devices | 1 | EA | 0 | 0
1609 | Replace Fire extinguisher wall cabinet with fire extinguisher bracket | 1 | EA | 0 | 0
1610 | Replace Smoke Detector (Compatible with Fire Alarm Panel) | 1 | EA | 0 | 0
1611 | Refrigerator Light bulb | 1 | EA | 0 | 0
1612 | Remove and disposal of Wood Baseboard (see specs for the proposed work) | 44 | LF | 0 | 0
Bath
1613 | Replace Wood Door with hardware - see tech specs | 1 | EA | 0 | 0 |  |  | 36 IN x 84 IN with Louver (2ftx2ft)
1614 | Replace Electrical Switch Cover | 1 | EA | 0 | 0
1615 | Replace Sink Faucet & Shower | 1 | EA | 0 | 0
1616 | Toilet Seat | 1 | EA | 0 | 0
1617 | Repair Ceiling Leak & repair gypsum board fascia | 10 | SF
1618 | Repair shower drain leaks from 2nd &3rd levels, include mosaic floor replacement to perform requested the repairs-see tech specs | 1 | LS | 0 | 0
1619 | Replace Shower Drain Cover | 1 | EA | 0 | 0
1620 | Replace Toilet with Manual Presure Flush Valve to match existing | 1 | EA | 0 | 0
Master Room
1620 | Replace Wood Door with hardware | 1 | EA | 0 | 0 |  |  | 36 IN x 84 IN with Louver (2ftx2ft)
1621 | Replace Mattres Queen | 1 | EA | 0 | 0
1622 | Replace Smoke Detector compatible with fire alarm panel | 1 | EA | 0 | 0
1623 | Remove and disposal of Wood Baseboard (see specs for the proposed work) | 44 | LF | 0 | 0
Bedroom
1624 | Replace Wood Door with hardware to match existing | 1 | EA | 0 | 0 |  |  | 36 IN x 84 IN with Louver (2ftx2ft)
1624 | Replace Mattres Twin | 4 | EA | 0 | 0
1624 | Replace Smoke Detector compatible with fire alarm panel | 1 | EA | 0 | 0
1624 | Remove and disposal of Wood Baseboard (see specs for the proposed work) | 50 | LF | 0 | 0
General Work
1625 | Apply one coat of primer and two coats of paint in all apartment interiors and at the balcony: all walls, and ceiling roof. | 3348.48 | SF | 0 | 0
1626 | Apply one coat of primer and two coats of paint in all apartment interiors and at the balcony: all walls, and ceiling roof. | 6696.96 | SF | 0 | 0
Centro Vacacional Villas de Añasco - Exterior Work (Almacigo)
Stair (CENTRAL)
1627 | Replace Outdoors Stair Lights | 3 | EA | 0 | 0 |  |  | Aluminum frame (10 IN width x 6 IN height)
1628 | Replace Emergency Lights | 1 | EA | 0 | 0
1629 | Replace Ceiling lights | 1 | EA | 0 | 0
1630 | Replace Pull Station Cover | 1 | EA | 0 | 0
1631 | Replace Fire Alarm Pull Station | 1 | EA | 0 | 0
1632 | Replace Fire Alarm Horn Strobes wall | 1 | EA | 0 | 0
1633 | Replace "Wood Railing" | 14 | SF | 0 | 0 |  |  | 2 span (2 FT x 3.5 FT)
1634 | Remove and replace Concrete Pad. | 48 | SF | 0 | 0 |  |  | 12 FT x 4 FT
1635 | Replace Fire Alamrs System Panel | 1 | EA | 0 | 0
1636 | Repair Aluminum Gate | 1 | EA | 0 | 0 |  |  | DIMENSIONES?
1637 | Repair roof curb | 20 | EA | 0 | 0
Stair (Left Side)
1638 | Replace Outdoors Ceiling Lights | 3 | EA | 0 | 0
1639 | Replace Emergency Lights | 4 | EA | 0 | 0
1640 | Replace Fire Alarm Pull Station | 3 | EA | 0 | 0
1641 | Replace Fire Alarm Horn Strobes wall | 3 | EA | 0 | 0
1642 | Replace rusty bolt and nut | 60 | EA | 0 | 0
1643 | Replace "Wood Railing" | 270 | SF | 0 | 0 |  |  | Exterior Limit 77 FT x 3.5 FT
1644 | Paint Waterproofing Stain & Sealer | 130 | SF | 0 | 0 |  |  | Interior 37 FT x 3.5 FT
1645 | Repair gypsum board waterproof | 32 | SF | 0 | 0
Stair (Right Side)
1646 | Replace Outdoors Ceiling Lights | 3 | EA | 0 | 0
1647 | Replace Emergency Lights | 4 | EA | 0 | 0
1648 | Replace Fire Alarm Pull Station | 3 | EA | 0 | 0
1649 | Replace Fire Alarm Horn Strobes wall | 3 | EA | 0 | 0
1650 | Replace rusty bolt and nut | 60 | EA | 0 | 0
1651 | Replace "Wood Railing" | 270 | SF | 0 | 0 |  |  | Exterior Limit 77 FT x 3.5 FT
1652 | Paint Waterproofing Stain & Sealer | 130 | EA | 0 | 0 |  |  | Interior 37 FT x 3.5 FT
1653 | Repair ceiling Leak | 10 | SF | 0 | 0
Site
1654 | Wash Sidewalk - See Spec | 950 | SF | 0 | 0
1655 | Brass Hose Bid | 2 | EA | 0 | 0
1656 | Repair Outdoor Showers (Flush Drain/Faucet/Fitting) in Stainless Steel | 2 | EA | 0 | 0
1657 | Replace Sign (3 FT x4 FT) | 1 | EA | 0 | 0
1658 | Repair Electrical Outdoors Panel Door to Match Existing | 1 | EA | 0 | 0
1659 | Fire Alarm System Replacement (Panel, Pull Stations, Strobes-horn devices) & the Requiered System Certification. See Spec for details. | 1 | LS | 0 | 0
1660 | Replace concrete sidewalk | 500 | SF | 0 | 0 |  |  | Repair sidewalk
1661 | Replace A/C outdoor Grill Cover in the Back of apartment village (Exterior) | 1 | EA | 0 | 0
GENERAL PAINT WORKS IN ALL EXTERIORS OF THE VILLAGE
1662 | General Pressure Wash to all Exterior Surfaces in the Village - See Technical Specs for Details | 9800 | SF | 0 | 0
1663 | Apply One Coat of Primer to all Exterior Surfaces According to Technical Specs | 9800 | SF | 0 | 0
1664 | Apply Two Coats of Paint to all Exterior Surfaces According to Technical Specs | 19600 | SF | 0 | 0
1665 | Apply Chloride Treatment (surface preparation) in all Exterior Roof Metal Surfaces According to Technical Specifications | 6100 | SF | 0 | 0
1666 | Apply one Coating of Primer to Exterior Roof Surfaces According to Technical Specs. | 6100 | SF | 0 | 0
1667 | Apply Two Coating Paint to Exterior Roof Surfaces (paint): 2 Coats of Paint According to Technical Specs. | 13600 | SF | 0 | 0
1668 | Apply Two Coating Paint to Exterior Roof Surfaces (paint): 2 Coats of Paint According to Technical Specs. | 13600 | SF | 0 | 0
Centro Vacacional Villas de Añasco Villa XX-01 (Tulipan)
Balcony
1669 | Repair Top Column Molding (see tech. specs) | 1 | EA | 0 | 0 |  |  | 4 SF per column
1670 | Replace PVC & Wood Seat Bench equal to existing | 1 | EA | 0 | 0
1671 | Repair Permanent Bench (Anti-Corrosive Paint) | 1 | EA | 0 | 0
1672 | Replace Weather Proof Electrical Cover & Receptacle Outdoor Outlet | 1 | EA | 0 | 0
1673 | Remove and Replace Treated Wood Handrails andPost | 27.09 | LFT | 0 | 0 |  |  | 7 FT long x 40 IN high. Made of 2 IN x 6 IN lumber at top and bottom and 2 IN x 2 IN lumbers vertically, space 4 IN
1674 | Replace Solid Wood Door | 1 | EA | 0 | 0 |  |  | 36 IN wide x 84 IN high
1675 | Replace Exit Sign | 1 | EA | 0 | 0
1675 | Apply coating to Latice partition Paint Wood Stain & Sealer; Wooden Wall Divider (Vertical & Horizontal piece 1.5" x 1.5", Spacing between vertical piece 3") | 48 | SF | 0 | 0
Living Room/ Kitchen
1676 | Remove existing door & replace with New Aluminun Doors with hardware - See Tech Specs | 1 | EA | 0 | 0 |  |  | 36 IN wide x 84 IN high
1677 | Remove (Wood counter /Frame/Fitting) and Install New aluminum Door with hardware | 1 | EA | 0 | 0 |  |  | 59" x 24"
1678 | Replace Kitchen Faucet | 1 | EA | 0 | 0
1679 | Replace Window Screen | 1 | EA | 0 | 0 |  |  | 18 IN x 45 IN
1680 | Replace Electrical Main Breaker Cover - SEE TECH. SPECS | 1 | EA | 0 | 0
1681 | Replace Emergency Light Devices | 1 | EA | 0 | 0
1682 | Replace Fire extinguisher wall cabinet with fire extinguisher bracket | 1 | EA | 0 | 0
1683 | Replace Stainless Steel Electrical Swith Cover with plastic covers | 1 | EA | 0 | 0
1684 | Replace GFCI Outlet | 1 | EA | 0 | 0
1685 | Replace Smoke Detector (Compatible with Fire Alarm Panel) | 1 | EA | 0 | 0
1686 | Refrigerator Light bulb | 1 | EA | 0 | 0
1687 | Remove and disposal of Wood Baseboard (see specs for the proposed work) | 44 | LF | 0 | 0
1688 | Repair Permanent Bench (Anti-Corrosive Paint) | 1 | EA | 0 | 0
Bath
1699 | Replace Wood Door with hardware - see tech specs | 1 | EA | 0 | 0 |  |  | 36 IN x 84 IN with Louver (2ftx2ft)
1700 | Replace Electrical Switch Cover | 1 | EA | 0 | 0
1701 | Replace Sink Faucet & Shower | 1 | EA | 0 | 0
1702 | Repair Ceiling Leak & Repair Gypsum Board Fascia | 16 | SF | 0 | 0
1703 | Replace Toilet with Manual Presure Flush Valve to match existing | 1 | EA | 0 | 0
1704 | HC Shower Chair & HC Grab Bar (6ft L Form) only in Handicapped apartments | 1 | EA | 0 | 0
Master Room
1705 | Replace Wood Door with hardware | 1 | EA | 0 | 0 |  |  | 36 IN x 84 IN with Louver (2ftx2ft)
1706 | Replace window operator | 1 | EA | 0 | 0
1707 | Replace Mattres Queen | 1 | EA | 0 | 0
1708 | Replace Smoke Detector compatible with fire alarm panel | 1 | EA | 0 | 0
1709 | Remove and disposal of Wood Baseboard (see specs for the proposed work) | 44 | LF | 0 | 0
1710 | Replace electrical receptacles | 1 | EA | 0 | 0
Bedroom
1711 | Replace Wood Door with hardware to match existing | 1 | EA | 0 | 0 |  |  | 36 IN x 84 IN with Louver (2ftx2ft)
1712 | Replace Mattres Twin | 4 | EA | 0 | 0
1713 | Replace Smoke Detector compatible with fire alarm panel | 1 | EA | 0 | 0
1714 | Remove and disposal of Wood Baseboard (see specs for the proposed work) | 50 | LF | 0 | 0
General Work
1715 | Apply one coat of primer and two coats of paint in all apartment interiors and at the balcony: all walls, and ceiling roof. | 3348.48 | SF | 0 | 0
1716 | Apply one coat of primer and two coats of paint in all apartment interiors and at the balcony: all walls, and ceiling roof. | 6696.9 | SF | 0 | 0
Centro Vacacional Villas de Añasco Villa XX-02 (Tulipan)
Balcony
1717 | Replace Outdoor Ceiling Lights | 1 | EA | 0 | 0
1718 | Repair crack Ceiling & Leak, seal entire upper balcony according to specs | 20 | SF | 0 | 0
1719 | Replace PVC & Wood Seat Bench equal to existing | 1 | EA | 0 | 0
1720 | Repair Permanent Bench (Anti-Corrosive Paint) | 1 | EA | 0 | 0
1721 | Replace Weather Proof Electrical Cover & Receptacle Outdoor Outlet | 1 | EA | 0 | 0
1722 | Remove and Replace Treated Wood Handrails andPost | 14.7 | LFT | 0 | 0 |  |  | 7 FT long x 40 IN high. Made of 2 IN x 6 IN lumber at top and bottom and 2 IN x 2 IN lumbers vertically, space 4 IN
1723 | Replace Solid Wood Door | 1 | EA | 0 | 0 |  |  | 36 IN wide x 84 IN high
1724 | Replace Exit Sign | 1 | EA | 0 | 0
1725 | Apply coating to Latice partition Paint Wood Stain & Sealer; Wooden Wall Divider (Vertical & Horizontal piece 1.5" x 1.5", Spacing between vertical piece 3") | 83 | SF | 0 | 0
Living Room/ Kitchen
1726 | Remove existing door & replace with New Aluminun Doors with hardware - See Tech Specs | 1 | EA | 0 | 0 |  |  | 36 IN wide x 84 IN high
1727 | Remove (Wood counter /Frame/Fitting) and Install New aluminum Door with hardware | 1 | EA | 0 | 0 |  |  | 59" x 24"
1728 | Replace Kitchen Faucet | 1 | EA | 0 | 0
1729 | Replace Window Screen | 2 | EA | 0 | 0 |  |  | 18 IN x 45 IN
1730 | Replace Electrical Main Breaker Cover - SEE TECH. SPECS | 1 | EA | 0 | 0
1731 | Replace Emergency Light Devices | 1 | EA | 0 | 0
1732 | Replace Fire extinguisher wall cabinet with fire extinguisher bracket | 1 | EA | 0 | 0
1733 | Replace Stainless Steel Electrical Swith Cover with plastic covers | 1 | EA | 0 | 0
1734 | Replace Stainless Steel Electrical Receptacle covers | 1 | EA | 0 | 0
1735 | Replace GFCI Outlet | 1 | EA | 0 | 0
1736 | Replace Smoke Detector (Compatible with Fire Alarm Panel) | 1 | EA | 0 | 0
1737 | Refrigerator Light bulb | 1 | EA | 0 | 0
1738 | Remove and disposal of Wood Baseboard (see specs for the proposed work) | 44 | LF | 0 | 0
1739 | Repair Permanent Bench (Anti-Corrosive Paint) | 1 | EA | 0 | 0
Bath
1740 | Replace Wood Door with hardware - see tech specs | 1 | EA | 0 | 0 |  |  | 36 IN x 84 IN with Louver (2ftx2ft)
1741 | Replace Ceiling Lights-see tech specs | 1 | EA | 0 | 0
1742 | Replace Electrical Switch Cover | 1 | EA | 0 | 0
1743 | Replace Sink Faucet & Shower | 1 | EA | 0 | 0
1744 | Repair Ceiling Leak & Repair Gypsum Board Fascia | 14 | SF | 0 | 0
1745 | Replace Toilet with Manual Presure Flush Valve to match existing | 1 | EA | 0 | 0
Master Room
1746 | Replace Wood Door with hardware | 1 | EA | 0 | 0 |  |  | 36 IN x 84 IN with Louver (2ftx2ft)
1747 | Replace window operator | 2 | EA | 0 | 0
1748 | Replace Mattres Queen | 1 | EA | 0 | 0
1749 | Replace Smoke Detector compatible with fire alarm panel | 1 | EA | 0 | 0
1750 | Remove and disposal of Wood Baseboard (see specs for the proposed work) | 44 | LF | 0 | 0
1751 | Remove the precences termites - Contractor shall mitigate the prescence of termites in the intire room. See spec for details | 1 | LS | 0 | 0
Bedroom
1752 | Replace Wood Door with hardware to match existing | 1 | EA | 0 | 0 |  |  | 36 IN x 84 IN with Louver (2ftx2ft)
1753 | Replace Stainless Steel Electrical Swith Covers | 2 | EA | 0 | 0
1754 | Replace Mattres Twin | 4 | EA | 0 | 0
1755 | Replace Smoke Detector compatible with fire alarm panel | 1 | EA | 0 | 0
1756 | Remove and disposal of Wood Baseboard (see specs for the proposed work) | 50 | LF | 0 | 0
General Work
1757 | Apply one coat of primer and two coats of paint in all apartment interiors and at the balcony: all walls, and ceiling roof. | 3348.48 | SF | 0 | 0
1758 | Apply one coat of primer and two coats of paint in all apartment interiors and at the balcony: all walls, and ceiling roof. | 6696.9 | SF | 0 | 0
Centro Vacacional Villas de Añasco Villa XX-03 (Tulipan)
Balcony
1759 | Replace Outdoor Ceiling Lights | 1 | EA | 0 | 0
1760 | Replace PVC & Wood Seat Bench equal to existing | 1 | EA | 0 | 0
1761 | Repair Permanent Bench (Anti-Corrosive Paint) | 1 | EA | 0 | 0
1762 | Replace Weather Proof Electrical Cover & Receptacle Outdoor Outlet | 1 | EA | 0 | 0
1763 | Remove and Replace Treated Wood Handrails andPost | 14.7 | LFT | 0 | 0 |  |  | 7 FT long x 40 IN high. Made of 2 IN x 6 IN lumber at top and bottom and 2 IN x 2 IN lumbers vertically, space 4 IN
1764 | Replace Solid Wood Door | 1 | EA | 0 | 0 |  |  | 36 IN wide x 84 IN high
1765 | Replace Exit Sign | 1 | EA | 0 | 0
1766 | Apply coating to Latice partition Paint Wood Stain & Sealer; Wooden Wall Divider (Vertical & Horizontal piece 1.5" x 1.5", Spacing between vertical piece 3") | 83 | SF | 0 | 0
Living Room/ Kitchen
1767 | Remove existing door & replace with New Aluminun Doors with hardware - See Tech Specs | 1 | EA | 0 | 0 |  |  | 36 IN wide x 84 IN high
1768 | Remove (Wood counter /Frame/Fitting) and Install New aluminum Door with hardware | 1 | EA | 0 | 0 |  |  | 59" x 24"
1769 | Replace Cabinet Doors & Drawers | 3 | EA | 0 | 0
1770 | Replace Kitchen Faucet | 1 | EA | 0 | 0
1771 | Replace Electrical Main Breaker Cover - SEE TECH. SPECS | 1 | EA | 0 | 0
1772 | Replace Emergency Light Devices | 1 | EA | 0 | 0
1773 | Replace Fire extinguisher wall cabinet with fire extinguisher bracket | 1 | EA | 0 | 0
1774 | Replace Stainless Steel Electrical Swith Cover with plastic covers | 1 | EA | 0 | 0
1775 | Replace Stainless Steel Electrical Receptacle Cover | 1 | EA | 0 | 0
1776 | Replace GFCI Outlet | 1 | EA | 0 | 0
1777 | Replace Smoke Detector (Compatible with Fire Alarm Panel) | 1 | EA | 0 | 0
1778 | Remove and disposal of Wood Baseboard (see specs for the proposed work) | 44 | LF | 0 | 0
1779 | Repair Permanent Bench (Anti-Corrosive Paint) | 1 | EA | 0 | 0
Bath
1780 | Replace Wood Door with hardware - see tech specs | 1 | EA | 0 | 0 |  |  | 36 IN x 84 IN with Louver (2ftx2ft)
1781 | Replace Electrical Switch Cover | 1 | EA | 0 | 0
1782 | Replace Sink Faucet & Shower | 1 | EA | 0 | 0
1783 | Replace Toilet with Manual Presure Flush Valve to match existing | 1 | EA | 0 | 0
Master Room
1784 | Replace Wood Door with hardware | 1 | EA | 0 | 0 |  |  | 36 IN x 84 IN with Louver (2ftx2ft)
1785 | Replace window operator | 2 | EA | 0 | 0
1786 | Replace Mattres Queen | 1 | EA | 0 | 0
1787 | Replace Smoke Detector compatible with fire alarm panel | 1 | EA | 0 | 0
1788 | Remove and disposal of Wood Baseboard (see specs for the proposed work) | 44 | LF | 0 | 0
Bedroom
1789 | Replace Wood Door with hardware to match existing | 1 | EA | 0 | 0 |  |  | 36 IN x 84 IN with Louver (2ftx2ft)
1790 | Replace Ceiling Lights see tech specs | 2 | EA | 0 | 0
1791 | Replace Mattres Twin | 4 | EA | 0 | 0
1792 | Replace Smoke Detector compatible with fire alarm panel | 1 | EA | 0 | 0
1793 | Remove and disposal of Wood Baseboard (see specs for the proposed work) | 50 | LF | 0 | 0
General Work
1794 | Apply one coat of primer and two coats of paint in all apartment interiors and at the balcony: all walls, and ceiling roof. | 3348.48 | SF | 0 | 0
1795 | Apply one coat of primer and two coats of paint in all apartment interiors and at the balcony: all walls, and ceiling roof. | 6696.9 | SF | 0 | 0
Centro Vacacional Villas de Añasco Villa XX-04 (Tulipan)
Balcony
1796 | Repair crack Ceiling & Leak, seal entire upper balcony according to specs | 75 | SF | 0 | 0
1797 | Replace PVC & Wood Seat Bench equal to existing | 1 | EA | 0 | 0
1798 | Repair Permanent Bench (Anti-Corrosive Paint) | 1 | EA | 0 | 0
1799 | Replace Weather Proof Electrical Cover & Receptacle Outdoor Outlet | 1 | EA | 0 | 0
1800 | Remove and Replace Treated Wood Handrails andPost | 27 | LFT | 0 | 0 |  |  | 7 FT long x 40 IN high. Made of 2 IN x 6 IN lumber at top and bottom and 2 IN x 2 IN lumbers vertically, space 4 IN
1801 | Replace Solid Wood Door | 1 | EA | 0 | 0 |  |  | 36 IN wide x 84 IN high
1802 | Replace Exit Sign | 1 | EA | 0 | 0
1803 | Apply coating to Latice partition Paint Wood Stain & Sealer; Wooden Wall Divider (Vertical & Horizontal piece 1.5" x 1.5", Spacing between vertical piece 3") | 48 | SF | 0 | 0
Living Room/ Kitchen
1804 | Remove existing door & replace with New Aluminun Doors with hardware - See Tech Specs | 1 | EA | 0 | 0 |  |  | 36 IN wide x 84 IN high
1805 | Remove (Wood counter /Frame/Fitting) and Install New aluminum Door with hardware | 1 | EA | 0 | 0 |  |  | 59" x 24"
1806 | Replace Kitchen Faucet | 1 | EA | 0 | 0
1807 | Replace Electrical Main Breaker Cover - SEE TECH. SPECS | 1 | EA | 0 | 0
1808 | Replace Emergency Light Devices | 1 | EA | 0 | 0
1809 | Replace Fire extinguisher wall cabinet with fire extinguisher bracket | 1 | EA | 0 | 0
1810 | Replace Stainless Steel Electrical Swith Cover with plastic covers | 1 | EA | 0 | 0
1811 | Replace Stainless Electrical Receptacle Cover | 1 | EA | 0 | 0
1812 | Replace GFCI Outlet | 1 | EA | 0 | 0
1813 | Replace Smoke Detector (Compatible with Fire Alarm Panel) | 1 | EA | 0 | 0
1814 | Remove and disposal of Wood Baseboard (see specs for the proposed work) | 44 | LF | 0 | 0
1815 | Repair Permanent Bench (Anti-Corrosive Paint) | 1 | EA | 0 | 0
Bath
1816 | Replace Wood Door with hardware - see tech specs | 1 | EA | 0 | 0 |  |  | 36 IN x 84 IN with Louver (2ftx2ft)
1817 | Replace GFCI Outlet & Switch combo | 1 | EA | 0 | 0
1818 | Replace Electrical Switch Cover | 1 | EA | 0 | 0
1819 | Replace Sink Faucet & Shower | 1 | EA | 0 | 0
1820 | Replace Toilet with Manual Presure Flush Valve to match existing | 1 | EA | 0 | 0
Master Room
1821 | Replace Wood Door with hardware | 1 | EA | 0 | 0 |  |  | 36 IN x 84 IN with Louver (2ftx2ft)
1822 | Replace window operator | 2 | EA | 0 | 0
1823 | Replace Window Screen | 1 | EA | 0 | 0
1824 | Replace Smoke Detector compatible with fire alarm panel | 1 | EA | 0 | 0
1825 | Remove and disposal of Wood Baseboard (see specs for the proposed work) | 44 | LF | 0 | 0
Bedroom
1826 | Replace Wood Door with hardware to match existing | 1 | EA | 0 | 0 |  |  | 36 IN x 84 IN with Louver (2ftx2ft)
1827 | Replace Mattres Twin | 4 | EA | 0 | 0
1828 | Replace Smoke Detector compatible with fire alarm panel | 1 | EA | 0 | 0
1829 | Remove and disposal of Wood Baseboard (see specs for the proposed work) | 50 | LF | 0 | 0
General Work
1830 | Apply one coat of primer and two coats of paint in all apartment interiors and at the balcony: all walls, and ceiling roof. | 3348.48 | SF | 0 | 0
1831 | Apply one coat of primer and two coats of paint in all apartment interiors and at the balcony: all walls, and ceiling roof. | 6696.9 | SF | 0 | 0
Centro Vacacional Villas de Añasco Villa XX-05 (Tulipan)
Balcony
1832 | Repair crack Ceiling & Leak, seal entire upper balcony according to specs | 15 | SF | 0 | 0
1833 | Replace PVC & Wood Seat Bench equal to existing | 1 | EA | 0 | 0
1834 | Repair Permanent Bench (Anti-Corrosive Paint) | 1 | EA | 0 | 0
1835 | Replace Weather Proof Electrical Cover & Receptacle Outdoor Outlet | 1 | EA | 0 | 0
1836 | Remove and Replace Treated Wood Handrails andPost | 27.09 | LFT | 0 | 0 |  |  | 7 FT long x 40 IN high. Made of 2 IN x 6 IN lumber at top and bottom and 2 IN x 2 IN lumbers vertically, space 4 IN
1837 | Replace Exit Sign | 1 | EA | 0 | 0
1838 | Apply coating to Latice partition Paint Wood Stain & Sealer; Wooden Wall Divider (Vertical & Horizontal piece 1.5" x 1.5", Spacing between vertical piece 3") | 40.25 | SF | 0 | 0 |  |  | 37 IN wide x 85 IN high
Living Room/ Kitchen
1839 | Remove existing door & replace with New Aluminun Doors with hardware - See Tech Specs | 0 | EA | 0 | 0 |  |  | 36 IN wide x 84 IN high
1840 | Remove (Wood counter /Frame/Fitting) and Install New aluminum Door with hardware | 1 | EA | 0 | 0 |  |  | 59" x 24"
1841 | Replace Cabinet Doors & Drawers | 2 | EA | 0 | 0
1842 | Replace Kitchen Faucet | 1 | EA | 0 | 0
1843 | Replace Electrical Main Breaker Cover - SEE TECH. SPECS | 1 | EA | 0 | 0
1844 | Replace Emergency Light Devices | 1 | EA | 0 | 0
1845 | Replace Fire extinguisher wall cabinet with fire extinguisher bracket | 1 | EA | 0 | 0
1846 | Replace Stainless Steel Electrical Swith Cover with plastic covers | 1 | EA | 0 | 0
1847 | Replace GFCI Outlet | 2 | EA | 0 | 0
1848 | Replace Smoke Detector (Compatible with Fire Alarm Panel) | 1 | EA | 0 | 0
1849 | Remove and disposal of Wood Baseboard (see specs for the proposed work) | 44 | LF | 0 | 0
1850 | Repair Permanent Bench (Anti-Corrosive Paint) | 1 | EA | 0 | 0
1851 | Ceiling Plaster | 120 | SF | 0 | 0
Bath
1852 | Replace Wood Door with hardware - see tech specs | 1 | EA | 0 | 0 |  |  | 36 IN x 84 IN with Louver (2ftx2ft)
1853 | Replace Ceiling Lights-see tech specs | 1 | EA | 0 | 0
1854 | Replace Electrical Switch Cover | 1 | EA | 0 | 0
1855 | Replace Sink Faucet & Shower | 1 | EA | 0 | 0
1856 | Repair shower drain leaks from 2nd &3rd levels, include mosaic floor replacement to perform requested the repairs-see tech specs | 1 | LS | 0 | 0
1857 | Replace Toilet with Manual Presure Flush Valve to match existing | 1 | EA | 0 | 0
1858 | Sealing crack on wall over window | 25 | LF | 0 | 0
Master Room
1859 | Replace Wood Door with hardware | 1 | EA | 0 | 0 |  |  | 36 IN x 84 IN with Louver (2ftx2ft)
1860 | Replace Ceiling Lights | 1 | EA | 0 | 0
1861 | Replace window operator | 2 | EA | 0 | 0
1862 | Replace Window Screen | 1 | EA | 0 | 0
1863 | Replace Mattres Queen | 1 | EA | 0 | 0
1864 | Replace Smoke Detector compatible with fire alarm panel | 1 | EA | 0 | 0
1865 | Remove and disposal of Wood Baseboard (see specs for the proposed work) | 44 | LF | 0 | 0
1866 | Remove the precences termites - Contractor shall mitigate the prescence of termites in the intire room. See spec for details | 1 | LS | 0 | 0
Bedroom
1867 | Replace Wood Door with hardware to match existing | 1 | EA | 0 | 0 |  |  | 36 IN x 84 IN with Louver (2ftx2ft)
1868 | Replace Window operators | 2 | EA | 0 | 0
1869 | Replace Window screens | 2 | EA | 0 | 0
1870 | Replace Mattres Twin | 4 | EA | 0 | 0
1871 | Replace Smoke Detector compatible with fire alarm panel | 1 | EA | 0 | 0
1872 | Remove and disposal of Wood Baseboard (see specs for the proposed work) | 50 | LF | 0 | 0
1873 | Crack sealing on wall and floor | 125 | SF | 0 | 0
General Work
1874 | Apply one coat of primer and two coats of paint in all apartment interiors and at the balcony: all walls, and ceiling roof. | 3348.48 | SF | 0 | 0
1875 | Apply one coat of primer and two coats of paint in all apartment interiors and at the balcony: all walls, and ceiling roof. | 6696.9 | SF | 0 | 0
Centro Vacacional Villas de Añasco Villa XX-06 (Tulipan)
Balcony
1876 | Repair crack Ceiling & Leak, seal entire upper balcony according to specs | 180 | SF | 0 | 0
1877 | Replace PVC & Wood Seat Bench equal to existing | 1 | EA | 0 | 0
1878 | Repair Permanent Bench (Anti-Corrosive Paint) | 1 | EA | 0 | 0
1879 | Replace Weather Proof Electrical Cover & Receptacle Outdoor Outlet | 1 | EA | 0 | 0
1880 | Remove and Replace Treated Wood Handrails andPost | 18 | LFT | 0 | 0 |  |  | 7 FT long x 40 IN high. Made of 2 IN x 6 IN lumber at top and bottom and 2 IN x 2 IN lumbers vertically, space 4 IN
1881 | Replace Solid Wood Door | 1 | EA | 0 | 0 |  |  | 36 IN wide x 84 IN high
1882 | Replace Exit Sign | 1 | EA | 0 | 0
1883 | Apply coating to Latice partition Paint Wood Stain & Sealer; Wooden Wall Divider (Vertical & Horizontal piece 1.5" x 1.5", Spacing between vertical piece 3") | 94 | SF | 0 | 0
Living Room/ Kitchen
1884 | Remove existing door & replace with New Aluminun Doors with hardware - See Tech Specs | 1 | EA | 0 | 0 |  |  | 36 IN wide x 84 IN high
1885 | Remove (Wood counter /Frame/Fitting) and Install New aluminum Door with hardware | 1 | EA | 0 | 0 |  |  | 59" x 24"
1886 | Replace Cabinet Doors & Drawers | 2 | EA | 0 | 0
1887 | Replace Kitchen Faucet | 1 | EA | 0 | 0
1888 | Replace Electrical Main Breaker Cover - SEE TECH. SPECS | 1 | EA | 0 | 0
1889 | Replace Emergency Light Devices | 1 | EA | 0 | 0
1890 | Replace Fire extinguisher wall cabinet with fire extinguisher bracket | 1 | EA | 0 | 0
1891 | Replace Stainless Steel Electrical Swith Cover with plastic covers | 1 | EA | 0 | 0
1892 | Replace Stainless Steel Electrical Receptacle Cover | 1 | EA | 0 | 0
1893 | Replace GFCI Outlet | 2 | EA | 0 | 0
1894 | Replace Smoke Detector (Compatible with Fire Alarm Panel) | 1 | EA | 0 | 0
1895 | Remove and disposal of Wood Baseboard (see specs for the proposed work) | 44 | LF | 0 | 0
1896 | Repair Permanent Bench (Anti-Corrosive Paint) | 1 | EA | 0 | 0
1897 | Celing Plaster | 120 | SF | 0 | 0
Bath
1897 | Replace Wood Door with hardware - see tech specs | 1 | EA | 0 | 0 |  |  | 36 IN x 84 IN with Louver (2ftx2ft)
1898 | Replace GFCI Outlet & Switch combo | 1 | EA | 0 | 0
1899 | Replace Electrical Switch Cover | 1 | EA | 0 | 0
1900 | Replace Sink Faucet & Shower | 1 | EA | 0 | 0
1901 | Repair Ceiling Leak & Repair Gypsum Board Fascia | 14 | SF | 0 | 0
1902 | Repair shower drain leaks from 2nd &3rd levels, include mosaic floor replacement to perform requested the repairs-see tech specs | 1 | LS | 0 | 0
1903 | Replace Toilet with Manual Presure Flush Valve to match existing | 1 | EA | 0 | 0
1904 | Sealing crack on wall over window | 25 | LF | 0 | 0
Master Room
1905 | Replace Wood Door with hardware | 1 | EA | 0 | 0 |  |  | 36 IN x 84 IN with Louver (2ftx2ft)
1906 | Replace Ceiling Lights | 1 | EA | 0 | 0
1907 | Replace window operator | 2 | EA | 0 | 0
1908 | Replace Mattres Queen | 1 | EA | 0 | 0
1909 | Replace A/C to match existing |  | EA | 0 | 0
1910 | Replace Smoke Detector compatible with fire alarm panel | 1 | EA | 0 | 0
1911 | Remove and disposal of Wood Baseboard (see specs for the proposed work) | 44 | LF | 0 | 0
1912 | Crack sealing in the wall over window | 45 | LF | 0 | 0
Bedroom
1913 | Replace Wood Door with hardware to match existing | 1 | EA | 0 | 0 |  |  | 36 IN x 84 IN with Louver (2ftx2ft)
1914 | Replace Window operators | 2 | EA | 0 | 0
1915 | Replace Mattres Twin | 4 | EA | 0 | 0
1916 | Replace Smoke Detector compatible with fire alarm panel | 1 | EA | 0 | 0
1917 | Remove and disposal of Wood Baseboard (see specs for the proposed work) | 50 | LF | 0 | 0
1918 | Crack sealing on wall and floor | 45 | LF | 0 | 0
General Work
1919 | Apply one coat of primer and two coats of paint in all apartment interiors and at the balcony: all walls, and ceiling roof. | 3348.48 | SF | 0 | 0
1920 | Apply one coat of primer and two coats of paint in all apartment interiors and at the balcony: all walls, and ceiling roof. | 6696.9 | SF | 0 | 0
Centro Vacacional Villas de Añasco Villa XX-07 (Tulipan)
Balcony
1921 | Replace PVC & Wood Seat Bench equal to existing | 1 | EA | 0 | 0
1922 | Repair Permanent Bench (Anti-Corrosive Paint) | 1 | EA | 0 | 0
1923 | Replace Weather Proof Electrical Cover & Receptacle Outdoor Outlet | 1 | EA | 0 | 0
1924 | Remove and Replace Treated Wood Handrails andPost | 17.85 | LFT | 0 | 0 |  |  | 7 FT long x 40 IN high. Made of 2 IN x 6 IN lumber at top and bottom and 2 IN x 2 IN lumbers vertically, space 4 IN
1925 | Replace Solid Wood Door | 1 | EA | 0 | 0 |  |  | 36 IN wide x 84 IN high
1926 | Apply coating to Latice partition Paint Wood Stain & Sealer; Wooden Wall Divider (Vertical & Horizontal piece 1.5" x 1.5", Spacing between vertical piece 3") | 94 | SF | 0 | 0
Living Room/ Kitchen
1927 | Remove existing door & replace with New Aluminun Doors with hardware - See Tech Specs | 1 | EA | 0 | 0 |  |  | 36 IN wide x 84 IN high
1928 | Remove (Wood counter /Frame/Fitting) and Install New aluminum Door with hardware | 1 | EA | 0 | 0 |  |  | 59" x 24"
1929 | Replace Kitchen Faucet | 1 | EA | 0 | 0
1930 | Replace Electrical Main Breaker Cover - SEE TECH. SPECS | 1 | EA | 0 | 0
1931 | Replace Emergency Light Devices | 1 | EA | 0 | 0
1932 | Replace Fire extinguisher wall cabinet with fire extinguisher bracket | 1 | EA | 0 | 0
1933 | Replace Stainless Steel Electrical Swith Cover with plastic covers | 1 | EA | 0 | 0
1934 | Replace Stainless Steel Electrical Receptacle Cover | 1 | EA | 0 | 0
1935 | Replace Smoke Detector (Compatible with Fire Alarm Panel) | 1 | EA | 0 | 0
1936 | Remove and disposal of Wood Baseboard (see specs for the proposed work) | 44 | LF | 0 | 0
1937 | Repair Permanent Bench (Anti-Corrosive Paint) | 1 | EA | 0 | 0
Bath
1938 | Replace Wood Door with hardware - see tech specs | 1 | EA | 0 | 0 |  |  | 36 IN x 84 IN with Louver (2ftx2ft)
1939 | Replace GFCI Outlet & Switch combo | 1 | EA | 0 | 0
1940 | Replace Electrical Switch Cover | 1 | EA | 0 | 0
1941 | Replace Sink Faucet & Shower | 1 | EA | 0 | 0
1942 | Repair Ceiling Leak & Repair Gypsum Board Fascia | 14 | SF | 0 | 0
1943 | Replace Toilet with Manual Presure Flush Valve to match existing | 1 | EA | 0 | 0
1944 | Sealing crack on wall over window | 25 | LF | 0 | 0
Master Room
1945 | Replace Wood Door with hardware | 1 | EA | 0 | 0 |  |  | 36 IN x 84 IN with Louver (2ftx2ft)
1946 | Replace Ceiling Lights | 1 | EA | 0 | 0
1947 | Replace window operator | 2 | EA | 0 | 0
1948 | Replace Mattres Queen | 1 | EA | 0 | 0
1949 | Replace Smoke Detector compatible with fire alarm panel | 1 | EA | 0 | 0
1950 | Remove and disposal of Wood Baseboard (see specs for the proposed work) | 44 | LF | 0 | 0
1951 | Crack sealing in the wall over door | 12 | LF | 0 | 0
Bedroom
1952 | Replace Wood Door with hardware to match existing | 1 | EA | 0 | 0 |  |  | 36 IN x 84 IN with Louver (2ftx2ft)
1953 | Replace Window operators | 2 | EA | 0 | 0
1954 | Replace Window screens | 3 | EA | 0 | 0
1955 | Replace Mattres Twin | 4 | EA | 0 | 0
1956 | Replace Smoke Detector compatible with fire alarm panel | 1 | EA | 0 | 0
1957 | Remove and disposal of Wood Baseboard (see specs for the proposed work) | 50 | LF | 0 | 0
General Work
1958 | Apply one coat of primer and two coats of paint in all apartment interiors and at the balcony: all walls, and ceiling roof. | 3348.48 | SF | 0 | 0
1959 | Apply one coat of primer and two coats of paint in all apartment interiors and at the balcony: all walls, and ceiling roof. | 6696.9 | SF | 0 | 0
Centro Vacacional Villas de Añasco Villa XX-08 (Tulipan)
Balcony
1960 | Replace PVC & Wood Seat Bench equal to existing | 1 | EA | 0 | 0
1961 | Repair Permanent Bench (Anti-Corrosive Paint) | 1 | EA | 0 | 0
1962 | Replace Weather Proof Electrical Cover & Receptacle Outdoor Outlet | 1 | EA | 0 | 0
1963 | Remove and Replace Treated Wood Handrails andPost | 27.09 | LFT | 0 | 0 |  |  | 7 FT long x 40 IN high. Made of 2 IN x 6 IN lumber at top and bottom and 2 IN x 2 IN lumbers vertically, space 4 IN
1964 | Replace Solid Wood Door | 1 | EA | 0 | 0 |  |  | 36 IN wide x 84 IN high
1965 | Replace Exit Sign | 1 | EA | 0 | 0
1966 | Apply coating to Latice partition Paint Wood Stain & Sealer; Wooden Wall Divider (Vertical & Horizontal piece 1.5" x 1.5", Spacing between vertical piece 3") | 40.25 | SF | 0 | 0
Living Room/ Kitchen
1967 | Remove existing door & replace with New Aluminun Doors with hardware - See Tech Specs | 1 | EA | 0 | 0 |  |  | 36 IN wide x 84 IN high
1968 | Remove (Wood counter /Frame/Fitting) and Install New aluminum Door with hardware | 1 | EA | 0 | 0 |  |  | 59" x 24"
1969 | Replace Ceiling Lights | 1 | EA | 0 | 0
1970 | Replace Cabinet Doors & Drawers | 3 | EA | 0 | 0
1971 | Replace Kitchen Faucet | 1 | EA | 0 | 0
1972 | Replace Window Operator | 2 | EA | 0 | 0
1973 | Replace Electrical Main Breaker Cover - SEE TECH. SPECS | 1 | EA | 0 | 0
1974 | Replace Emergency Light Devices | 1 | EA | 0 | 0
1975 | Replace Fire extinguisher wall cabinet with fire extinguisher bracket | 1 | EA | 0 | 0
1976 | Replace Stainless Steel Electrical Swith Cover with plastic covers | 1 | EA | 0 | 0
1977 | Replace Stainless Steel Electrical Receptacle Cover | 1 | EA | 0 | 0
1978 | Replace Smoke Detector (Compatible with Fire Alarm Panel) | 1 | EA | 0 | 0
1979 | Remove and disposal of Wood Baseboard (see specs for the proposed work) | 44 | LF | 0 | 0
1980 | Repair Permanent Bench (Anti-Corrosive Paint) | 1 | EA | 0 | 0
Bath
1981 | Replace Wood Door with hardware - see tech specs | 1 | EA | 0 | 0 |  |  | 36 IN x 84 IN with Louver (2ftx2ft)
1982 | Replace GFCI Outlet & Switch combo | 1 | EA | 0 | 0
1983 | Replace Electrical Switch Cover | 1 | EA | 0 | 0
1984 | Replace Sink Faucet & Shower | 1 | EA | 0 | 0
1985 | Repair Ceiling Leak & Repair Gypsum Board Fascia | 14 | SF | 0 | 0
1986 | Replace Toilet with Manual Presure Flush Valve to match existing | 1 | EA | 0 | 0
1987 | Sealing crack on wall over window | 25 | LF | 0 | 0
Master Room
1988 | Replace Wood Door with hardware | 1 | EA | 0 | 0 |  |  | 36 IN x 84 IN with Louver (2ftx2ft)
1989 | Replace Ceiling Lights | 1 | EA | 0 | 0
1990 | Replace Stainless Steel Electrical Swith Cover | 2 | EA | 0 | 0
1991 | Replace Stainless Steel Electrical Receptacle Cover | 2 | EA | 0 | 0
1992 | Replace window operator | 2 | EA | 0 | 0
1993 | Replace Window Screen | 2 | EA | 0 | 0
1994 | Replace Mattres Queen | 1 | EA | 0 | 0
1995 | Replace Smoke Detector compatible with fire alarm panel | 1 | EA | 0 | 0
1996 | Remove and disposal of Wood Baseboard (see specs for the proposed work) | 44 | LF | 0 | 0
1997 | Crack sealing in the wall over door | 12 | LF | 0 | 0
Bedroom
1998 | Replace Wood Door with hardware to match existing | 1 | EA | 0 | 0 |  |  | 36 IN x 84 IN with Louver (2ftx2ft)
1999 | Replace Window operators | 2 | EA | 0 | 0
2000 | Replace Window screens | 2 | EA | 0 | 0
2001 | Replace Mattres Twin | 4 | EA | 0 | 0
2002 | Replace Smoke Detector compatible with fire alarm panel | 1 | EA | 0 | 0
2003 | Remove and disposal of Wood Baseboard (see specs for the proposed work) | 50 | LF | 0 | 0
General Work
2004 | Apply one coat of primer and two coats of paint in all apartment interiors and at the balcony: all walls, and ceiling roof. | 3348.48 | SF | 0 | 0
2005 | Apply one coat of primer and two coats of paint in all apartment interiors and at the balcony: all walls, and ceiling roof. | 6696.9 | SF | 0 | 0
Centro Vacacional Villas de Añasco Villa XX-09 (Tulipan)
Balcony
2006 | Replace PVC & Wood Seat Bench equal to existing | 1 | EA | 0 | 0
2007 | Repair Permanent Bench (Anti-Corrosive Paint) | 1 | EA | 0 | 0
2008 | Replace Weather Proof Electrical Cover & Receptacle Outdoor Outlet | 1 | EA | 0 | 0
2009 | Remove and Replace Treated Wood Handrails andPost | 29.4 | LFT | 0 | 0 |  |  | 7 FT long x 40 IN high. Made of 2 IN x 6 IN lumber at top and bottom and 2 IN x 2 IN lumbers vertically, space 4 IN
2010 | Replace Exit Sign | 1 | EA | 0 | 0
2011 | Apply coating to Latice partition Paint Wood Stain & Sealer; Wooden Wall Divider (Vertical & Horizontal piece 1.5" x 1.5", Spacing between vertical piece 3") | 40.25 | SF | 0 | 0 |  |  | 37 IN wide x 85 IN high
Living Room/ Kitchen
2012 | Remove existing door & replace with New Aluminun Doors with hardware - See Tech Specs | 1 | EA | 0 | 0 |  |  | 36 IN wide x 84 IN high
2013 | Remove (Wood counter /Frame/Fitting) and Install New aluminum Door with hardware | 1 | EA | 0 | 0 |  |  | 59" x 24"
2014 | Replace Ceiling Lights | 1 | EA | 0 | 0
2015 | Replace Cabinet Doors & Drawers | 1 | EA | 0 | 0
2016 | Replace Kitchen Faucet | 1 | EA | 0 | 0
2017 | Replace Window Operator | 2 | EA | 0 | 0
2018 | Replace Window Screen |  | EA | 0 | 0 |  |  | 18 IN x 45 IN
2019 | Replace Electrical Main Breaker Cover - SEE TECH. SPECS | 1 | EA | 0 | 0
2020 | Replace Emergency Light Devices | 1 | EA | 0 | 0
2021 | Replace Fire extinguisher wall cabinet with fire extinguisher bracket | 1 | EA | 0 | 0
2022 | Replace Stainless Steel Electrical Swith Cover with plastic covers | 1 | EA | 0 | 0
2023 | Replace Stainless Steel Electrical Receptacle Cover | 2 | EA | 0 | 0
2024 | Replace GFCI Outlet | 2 | EA | 0 | 0
2025 | Replace Smoke Detector (Compatible with Fire Alarm Panel) | 1 | EA | 0 | 0
2026 | Remove and disposal of Wood Baseboard (see specs for the proposed work) | 44 | LF | 0 | 0
2027 | Repair Permanent Bench (Anti-Corrosive Paint) | 1 | EA | 0 | 0
Bath
2028 | Replace Wood Door with hardware - see tech specs | 1 | EA | 0 | 0 |  |  | 36 IN x 84 IN with Louver (2ftx2ft)
2029 | Replace GFCI Outlet & Switch combo | 1 | EA | 0 | 0
2030 | Replace Electrical Switch Cover | 1 | EA | 0 | 0
2031 | Replace Sink Faucet & Shower | 1 | EA | 0 | 0
2032 | Repair shower drain leaks from 2nd &3rd levels, include mosaic floor replacement to perform requested the repairs-see tech specs | 1 | LS | 0 | 0
2033 | Replace Toilet with Manual Presure Flush Valve to match existing | 1 | EA | 0 | 0
2034 | Sealing crack on wall over window | 10 | LF | 0 | 0
Master Room
2035 | Replace Wood Door with hardware | 1 | EA | 0 | 0 |  |  | 36 IN x 84 IN with Louver (2ftx2ft)
2036 | Replace Ceiling Lights | 1 | EA | 0 | 0
2037 | Replace Stainless Steel Electrical Swith Cover | 1 | EA | 0 | 0
2038 | Replace Stainless Steel Electrical Receptacle Cover | 1 | EA | 0 | 0
2039 | Replace window operator | 1 | EA | 0 | 0
2040 | Replace Mattres Queen | 1 | EA | 0 | 0
2041 | Replace Smoke Detector compatible with fire alarm panel | 1 | EA | 0 | 0
2042 | Remove and disposal of Wood Baseboard (see specs for the proposed work) | 44 | LF | 0 | 0
Bedroom
2043 | Replace Wood Door with hardware to match existing | 1 | EA | 0 | 0 |  |  | 36 IN x 84 IN with Louver (2ftx2ft)
2044 | Replace Window operators | 2 | EA | 0 | 0
2045 | Replace Mattres Twin | 4 | EA | 0 | 0
2046 | Replace Smoke Detector compatible with fire alarm panel | 1 | EA | 0 | 0
2047 | Remove and disposal of Wood Baseboard (see specs for the proposed work) | 50 | LF | 0 | 0
General Work
2048 | Apply one coat of primer and two coats of paint in all apartment interiors and at the balcony: all walls, and ceiling roof. | 3348.48 | SF | 0 | 0
2049 | Apply one coat of primer and two coats of paint in all apartment interiors and at the balcony: all walls, and ceiling roof. | 6696.9 | SF | 0 | 0
Centro Vacacional Villas de Añasco Villa XX-10 (Tulipan)
Balcony
2050 | Replace PVC & Wood Seat Bench equal to existing | 1 | EA | 0 | 0
2051 | Repair Permanent Bench (Anti-Corrosive Paint) | 1 | EA | 0 | 0
2052 | Replace Weather Proof Electrical Cover & Receptacle Outdoor Outlet | 1 | EA | 0 | 0
2053 | Remove and Replace Treated Wood Handrails andPost | 29.4 | LFT | 0 | 0 |  |  | 7 FT long x 40 IN high. Made of 2 IN x 6 IN lumber at top and bottom and 2 IN x 2 IN lumbers vertically, space 4 IN
2054 | Replace Solid Wood Door | 1 | EA | 0 | 0 |  |  | 36 IN wide x 84 IN high
2055 | Replace Exit Sign | 1 | EA | 0 | 0
2056 | Apply coating to Latice partition Paint Wood Stain & Sealer; Wooden Wall Divider (Vertical & Horizontal piece 1.5" x 1.5", Spacing between vertical piece 3") | 40.25 | SF | 0 | 0
Living Room/ Kitchen
2057 | Remove existing door & replace with New Aluminun Doors with hardware - See Tech Specs | 1 | EA | 0 | 0 |  |  | 36 IN wide x 84 IN high
2058 | Remove (Wood counter /Frame/Fitting) and Install New aluminum Door with hardware | 1 | EA | 0 | 0 |  |  | 59" x 24"
2059 | Replace Ceiling Lights | 1 | EA | 0 | 0
2060 | Replace Cabinet Doors & Drawers | 1 | EA | 0 | 0
2061 | Replace Kitchen Faucet | 1 | EA | 0 | 0
2062 | Replace Window Operator | 2 | EA | 0 | 0
2063 | Replace Window Screen |  | EA | 0 | 0 |  |  | 18 IN x 45 IN
2064 | Replace Electrical Main Breaker Cover - SEE TECH. SPECS | 1 | EA | 0 | 0
2065 | Replace Emergency Light Devices | 1 | EA | 0 | 0
2066 | Replace Fire extinguisher wall cabinet with fire extinguisher bracket | 1 | EA | 0 | 0
2067 | Replace Stainless Steel Electrical Swith Cover with plastic covers | 1 | EA | 0 | 0
2068 | Replace Stainless Steel Electrical Receptacle Cover | 2 | EA | 0 | 0
2069 | Replace GFCI Outlet | 2 | EA | 0 | 0
2070 | Replace Smoke Detector (Compatible with Fire Alarm Panel) | 1 | EA | 0 | 0
2071 | Remove and disposal of Wood Baseboard (see specs for the proposed work) | 44 | LF | 0 | 0
2072 | Repair Permanent Bench (Anti-Corrosive Paint) | 1 | EA | 0 | 0
Bath
2073 | Replace Wood Door with hardware - see tech specs | 1 | EA | 0 | 0 |  |  | 36 IN x 84 IN with Louver (2ftx2ft)
2074 | Replace GFCI Outlet & Switch combo | 1 | EA | 0 | 0
2075 | Replace Electrical Switch Cover | 1 | EA | 0 | 0
2076 | Replace Sink Faucet & Shower | 1 | EA | 0 | 0
2077 | Repair shower drain leaks from 2nd &3rd levels, include mosaic floor replacement to perform requested the repairs-see tech specs | 1 | LS | 0 | 0
2078 | Replace Toilet with Manual Presure Flush Valve to match existing | 1 | EA | 0 | 0
2079 | Sealing crack on wall over window | 10 | LF | 0 | 0
Master Room
2080 | Replace Wood Door with hardware | 1 | EA | 0 | 0 |  |  | 36 IN x 84 IN with Louver (2ftx2ft)
2081 | Replace Ceiling Lights | 1 | EA | 0 | 0
2082 | Replace Stainless Steel Electrical Swith Cover | 2 | EA | 0 | 0
2083 | Replace Stainless Steel Electrical Receptacle Cover | 2 | EA | 0 | 0
2084 | Replace window operator | 2 | EA | 0 | 0
2085 | Replace Mattres Queen | 1 | EA | 0 | 0
2086 | Replace Smoke Detector compatible with fire alarm panel | 1 | EA | 0 | 0
2087 | Remove and disposal of Wood Baseboard (see specs for the proposed work) | 44 | LF | 0 | 0
Bedroom
2088 | Replace Wood Door with hardware to match existing | 1 | EA | 0 | 0 |  |  | 36 IN x 84 IN with Louver (2ftx2ft)
2089 | Replace Window operators | 2 | EA | 0 | 0
2090 | Replace Mattres Twin | 4 | EA | 0 | 0
2091 | Replace Smoke Detector compatible with fire alarm panel | 1 | EA | 0 | 0
2092 | Remove and disposal of Wood Baseboard (see specs for the proposed work) | 50 | LF | 0 | 0
General Work
2093 | Apply one coat of primer and two coats of paint in all apartment interiors and at the balcony: all walls, and ceiling roof. | 3348.48 | SF | 0 | 0
2094 | Apply one coat of primer and two coats of paint in all apartment interiors and at the balcony: all walls, and ceiling roof. | 6696.9 | SF | 0 | 0
Centro Vacacional Villas de Añasco - Exterior Work (Tulipan)
Stair (CENTRAL)
2095 | Replace Outdoors Stair Lights | 3 | EA | 0 | 0 |  |  | Aluminum frame (10 IN width x 6 IN height)
2096 | Replace Emergency Lights | 1 | EA | 0 | 0
2097 | Replace Ceiling lights | 1 | EA | 0 | 0
2098 | Replace Fire Alarm Pull Station | 1 | EA | 0 | 0
2099 | Replace Fire Alarm Horn Strobes wall | 1 | EA | 0 | 0
2100 | Replace "Wood Railing" | 14 | SF | 0 | 0 |  |  | 2 span (2 FT x 3.5 FT)
2101 | Remove and replace Concrete Pad. | 48 | SF | 0 | 0 |  |  | 12 FT x 4 FT
2102 | Replace Fire Alamrs System Panel | 1 | EA | 0 | 0
2103 | Repair Aluminum Gate | 1 | EA | 0 | 0
Stair (Left Side)
2104 | Replace Outdoors Ceiling Lights | 3 | EA | 0 | 0
2105 | Replace Emergency Lights | 4 | EA | 0 | 0
2106 | Replace Fire Alarm Pull Station | 3 | EA | 0 | 0
2107 | Replace Fire Alarm Horn Strobes wall | 3 | EA | 0 | 0
2108 | Replace rusty bolt and nut | 60 | EA | 0 | 0
2109 | Replace "Wood Railing" | 269.5 | SF | 0 | 0 |  |  | Exterior Limit 77 FT x 3.5 FT
2110 | Paint Waterproofing Stain & Sealer | 129.5 | SF | 0 | 0 |  |  | Interior 37 FT x 3.5 FT
Stair (Right Side)
2111 | Replace Outdoors Ceiling Lights | 3 | EA | 0 | 0
2112 | Replace Emergency Lights | 4 | EA | 0 | 0
2113 | Replace Fire Alarm Pull Station | 3 | EA | 0 | 0
2114 | Replace Fire Alarm Horn Strobes wall | 3 | EA | 0 | 0
2115 | Replace rusty bolt and nut | 60 | EA | 0 | 0
2116 | Replace "Wood Railing" | 269.5 | SF | 0 | 0 |  |  | Exterior Limit 77 FT x 3.5 FT
2117 | Paint Waterproofing Stain & Sealer | 129.5 | EA | 0 | 0 |  |  | Interior 37 FT x 3.5 FT
2118 | Repair gypsum board waterproof | 50 | SF | 0 | 0
2119 | Site
2120 | Wash Sidewalk - See Spec | 950 | SF | 0 | 0
2121 | Brass Hose Bid | 2 | EA | 0 | 0
2122 | Repair Outdoor Showers (Flush Drain/Faucet/Fitting) in Stainless Steel | 2 | EA | 0 | 0
2123 | Replace Sign (3 FT x4 FT) | 1 | EA | 0 | 0
2124 | Repair Electrical Outdoors Panel Door to Match Existing | 1 | EA | 0 | 0
2125 | Fire Alarm System Replacement (Panel, Pull Stations, Strobes-horn devices) & the Requiered System Certification. See Spec for details. | 1 | LS | 0 | 0
2126 | General pressure wash to all 5 barketball courts slab see technical specs for details. One full basketball court near Tulipan Village and the 4 basketball half courts near administration building | 12200 | SF | 0 | 0
2127 | Replace A/C outdoor Grill Cover in the Back of apartment village (Exterior) | 8 | EA | 0 | 0
2128 | Apply two coats of paint to the floor surface to all 5 basketball courts to match existing according to technical specs. One full basketball court near Tulipan Village and the 4 basketball half courts near administration building | 13600 | SF | 0 | 0
2129 | Remove and Replace 6 basketball steel backboard, nets and basket rim with new to match existing. One full basketball court near Tulipan Village and the 4 basketball half courts near administration building | 6 | EA | 0 | 0
GENERAL PAINT WORKS IN ALL EXTERIORS OF THE VILLAGE
2130 | General Pressure Wash to all Exterior Surfaces in the Village - See Technical Specs for Details | 9800 | SF | 0 | 0
2131 | Apply One Coat of Primer to all Exterior Surfaces According to Technical Specs | 9800 | SF | 0 | 0
2132 | Apply Two Coats of Paint to all Exterior Surfaces According to Technical Specs | 19600 | SF | 0 | 0
2133 | Apply Chloride Treatment (surface preparation) in all Exterior Roof Metal Surfaces According to Technical Specifications | 6100 | SF | 0 | 0
2134 | Apply one Coating of Primer to Exterior Roof Surfaces According to Technical Specs. | 6100 | SF | 0 | 0
2135 | Apply Two Coating Paint to Exterior Roof Surfaces (paint): 2 Coats of Paint According to Technical Specs. | 13600 | SF | 0 | 0
2136 | Apply Two Coating Paint to Exterior Roof Surfaces (paint): 2 Coats of Paint According to Technical Specs. | 13600 | SF | 0 | 0
| TOTAL |  |  |  | 0