## PR-3 AT PLAZA ESCORIAL
AMENDED BID WORKSHEET I REQUEST FOR SEALED PROPOSAL NUMBER 22J-08376 DESIGN, ACQUISITION AND INSTALLATION OF A BACK-UP SOLAR ENERGY SYSTEM OF SEVERAL TRAFFIC LIGHTS FOR THE DEPARTMENT OF TRANSPORTATION AND PUBLIC WORKS (DTOP FOR HIS ACRONYMS IN SPANISH)
LINE | SPEC | DESCRIPTION | QUANTITIES | BRAND | MODEL | WARRANTY | % PREFERENCE LAW | PRICE | DELIVERY TIME
PR-3 AT PLAZA ESCORIAL
1 | N/A | PERFORM CIVIL AND ELECTRICAL DESIGN TO PROVIDE A PHOTOVOLTAIC POWER BACK-UP SYSTEM FOR THE TRAFFIC SIGNAL | Lump Sum
2 | 151 | MOBILIZATION | Lump Sum by Intersection
3 | 202 | REMOVAL OF STRUCTURES AND OBSTRUCTIONS | Lump Sum
4 | 638 | CONSTRUCTION SIGNS | Square Meter
5 | 638 | DRUMS | Each
6 | 638 | FLASHING ARROW SIGNS | Daily
7 | 654 | MAINT & REMOVAL OF EXISTING TRAFFIC SIGNAL SYSTEM | Lump Sum
8 | 654 | 2 INCH PVC CONDUIT SCHEDULE 40 | Lineal Meter
9 | 654 | 4 INCH PVC CONDUIT SCHEDULE 40 | Lineal Meter
10 | 654 | CONDUCTOR CABLE NO. 6 AWG | Lineal Meter
11 | 654 | CONCRETE PULL BOX 30X30 | Each
12 | 654 | CONDUCTOR NO. 2 RHH COPPER XLP | Lineal Meter
13 | 661 | PROJECT FUNDING SIGN | Each
14 | 635, 931,932 | ALLOWANCES | 6500
15 | 888 | SOLAR PANEL ARRAY (TYPE) | Each
16 | 888 | INVERTER/CHARGER | Each
17 | 888 | MPPT 60 AMP | Each
18 | 888 | CONNECTION CABLES | Lineal Meter
19 | 888 | CIRCUIT BREAKER | Each
20 | 888 | BATTERIES 12V 115 AH | Each
21 | 888 | MC4 | Each
Total Price ______________________________
Name Of the Bidder: _______________________________________________________ Sign Of the Bidder: ____________________________________________________

## PR-3 AT AVE. CAMPO RICO (2)
AMENDED BID WORKSHEET I REQUEST FOR SEALED PROPOSAL NUMBER 22J-08376 DESIGN, ACQUISITION AND INSTALLATION OF A BACK-UP SOLAR ENERGY SYSTEM OF SEVERAL TRAFFIC LIGHTS FOR THE DEPARTMENT OF TRANSPORTATION AND PUBLIC WORKS (DTOP FOR HIS ACRONYMS IN SPANISH)
LINE | SPEC | DESCRIPTION | QUANTITIES | BRAND | MODEL | WARRANTY | % PREFERENCE LAW | PRICE | DELIVERY TIME
PR-3 AT AVENIDA CAMPO RICO
1 | N/A | PERFORM CIVIL AND ELECTRICAL DESIGN TO PROVIDE A PHOTOVOLTAIC POWER BACK-UP SYSTEM FOR THE TRAFFIC SIGNAL | Lump Sum
2 | 151 | MOBILIZATION | Lump Sum by Intersection
3 | 202 | REMOVAL OF STRUCTURES AND OBSTRUCTIONS | Lump Sum
4 | 638 | CONSTRUCTION SIGNS | Square Meter
5 | 638 | DRUMS | Each
6 | 638 | FLASHING ARROW SIGNS | Daily
7 | 654 | MAINT & REMOVAL OF EXISTING TRAFFIC SIGNAL SYSTEM | Lump Sum
8 | 654 | 2 INCH PVC CONDUIT SCHEDULE 40 | Lineal Meter
9 | 654 | 4 INCH PVC CONDUIT SCHEDULE 40 | Lineal Meter
10 | 654 | CONDUCTOR CABLE NO. 6 AWG | Lineal Meter
11 | 654 | CONCRETE PULL BOX 30X30 | Each
12 | 654 | CONDUCTOR NO. 2 RHH COPPER XLP | Lineal Meter
13 | 661 | PROJECT FUNDING SIGN | Each
14 | 635, 931,932 | ALLOWANCES | 6500
15 | 888 | SOLAR PANEL ARRAY (TYPE) | Each
16 | 888 | INVERTER/CHARGER | Each
17 | 888 | MPPT 60 AMP | Each
18 | 888 | CONNECTION CABLES | Lineal Meter
19 | 888 | CIRCUIT BREAKER | Each
20 | 888 | BATTERIES 12V 115 AH | Each
21 | 888 | MC4 | Each
Total Price ______________________________
Name Of the Bidder: _______________________________________________________ Sign Of the Bidder: ____________________________________________________

## PR-1 AT AVE. ROOSEVELT (3)
AMENDED BID WORKSHEET I REQUEST FOR SEALED PROPOSAL NUMBER 22J-08376 DESIGN, ACQUISITION AND INSTALLATION OF A BACK-UP SOLAR ENERGY SYSTEM OF SEVERAL TRAFFIC LIGHTS FOR THE DEPARTMENT OF TRANSPORTATION AND PUBLIC WORKS (DTOP FOR HIS ACRONYMS IN SPANISH)
LINE | SPEC | DESCRIPTION | QUANTITIES | BRAND | MODEL | WARRANTY | % PREFERENCE LAW | PRICE | DELIVERY TIME
PR-1 AT AVENIDA ROOSEVELT
1 | N/A | PERFORM CIVIL AND ELECTRICAL DESIGN TO PROVIDE A PHOTOVOLTAIC POWER BACK-UP SYSTEM FOR THE TRAFFIC SIGNAL | Lump Sum
2 | 151 | MOBILIZATION | Lump Sum by Intersection
3 | 202 | REMOVAL OF STRUCTURES AND OBSTRUCTIONS | Lump Sum
4 | 635 | PREPA/LUMA DISTRIBUTION STANDARD K-3-7-1 | Each
5 | 635 | PREPA/LUMA DISTRIBUTION STANDARD URD 4 | Each
6 | 638 | CONSTRUCTION SIGNS | Square Meter
7 | 638 | DRUMS | Each
8 | 638 | FLASHING ARROW SIGNS | Daily
9 | 654 | MAINT & REMOVAL OF EXISTING TRAFFIC SIGNAL SYSTEM | Lump Sum
10 | 654 | STANDARD TRAFFIC SIGNAL HEAD 3-S-V LED | Each
11 | 654 | TRAFFIC SIGNAL HEAD STD 3-L-V LED CONFIGURATION | Each
12 | 654 | CONDUCTOR 5-NO. 14 AWG RHH | Lineal Meter
13 | 654 | ADVANCED TRAFFIC SIGNAL CONTROLLER ASSEMBLY (TS-2, TYPE 2) FULLY ACTUATED | Each
14 | 654 | 2 INCH PVC CONDUIT SCHEDULE 40 | Lineal Meter
15 | 654 | 4 INCH PVC CONDUIT SCHEDULE 40 | Lineal Meter
16 | 654 | CONDUCTOR CABLE NO. 6 AWG | Lineal Meter
17 | 654 | TRAFFIC COUNTS, ADJUSTMENT AND FINE TUNING | Lump Sum
18 | 654 | CONCRETE PULL BOX 30X30 | Each
19 | 654 | CONDUCTOR NO. 2 RHH COPPER XLP | Lineal Meter
20 | 654 | VIDEO IMAGE PROCESSOR | Each
21 | 654 | VIDEO SYSTEM COMMUNIUCATION MODULE | Each
22 | 654 | COAXIAL AND POWER CABLE | Lineal Meter
23 | 654 | VIDEO DETECTION CAMERA | Each
24 | 654 | VIDEO CAMERA SURGE SUPPRESOR | Each
25 | 654 | STANDARD LED TRAFFIC SIGNAL HEAD, 12" CONTINUOUS MOVEMENT | Each
26 | 654 | TRAFFIC SIGNAL SUPPORT MAST ARM TYPE 20’ | Each
27 | 654 | TRAFFIC SIGNAL SUPPORT MAST ARM TYPE 50’ | Each
28 | 654 | TRAFFIC SIGNAL SUPPORT MAST ARM TYPE 55’ | Each
29 | 654 | TRAFFIC SIGNAL SUPPORT MAST ARM TYPE 60’ | Each
30 | 661 | PROJECT FUNDING SIGN | Each
31 | 635, 931,932 | ALLOWANCES | 6500
32 | 888 | SOLAR PANEL ARRAY (TYPE) | Each
33 | 888 | INVERTER/CHARGER | Each
34 | 888 | MPPT 60 AMP | Each
35 | 888 | CONNECTION CABLES | Lineal Meter
36 | 888 | CIRCUIT BREAKER | Each
37 | 888 | BATTERIES 12V 115 AH | Each
38 | 888 | MC4 | Each
Total Price ______________________________
Name Of the Bidder: _______________________________________________________ Sign Of the Bidder: ____________________________________________________

## PR-1 AT AVE. PONCE DE LEÓN (4)
AMENDED BID WORKSHEET I REQUEST FOR SEALED PROPOSAL NUMBER 22J-08376 DESIGN, ACQUISITION AND INSTALLATION OF A BACK-UP SOLAR ENERGY SYSTEM OF SEVERAL TRAFFIC LIGHTS FOR THE DEPARTMENT OF TRANSPORTATION AND PUBLIC WORKS (DTOP FOR HIS ACRONYMS IN SPANISH)
LINE | SPEC | DESCRIPTION | QUANTITIES | BRAND | MODEL | WARRANTY | % PREFERENCE LAW | PRICE | DELIVERY TIME
PR-1 AT AVENIDA PONCE DE LEÓN
1 | N/A | PERFORM CIVIL AND ELECTRICAL DESIGN TO PROVIDE A PHOTOVOLTAIC POWER BACK-UP SYSTEM FOR THE TRAFFIC SIGNAL | Lump Sum
2 | 151 | MOBILIZATION | Lump Sum by Intersection
3 | 202 | REMOVAL OF STRUCTURES AND OBSTRUCTIONS | Lump Sum
4 | 635 | PREPA/LUMA DISTRIBUTION STANDARD K-3-7-1 | Each
5 | 635 | PREPA/LUMA DISTRIBUTION STANDARD URD 4 | Each
6 | 638 | CONSTRUCTION SIGNS | Square Meter
7 | 638 | DRUMS | Each
8 | 638 | FLASHING ARROW SIGNS | Daily
9 | 654 | MAINT & REMOVAL OF EXISTING TRAFFIC SIGNAL SYSTEM | Lump Sum
10 | 654 | STANDARD TRAFFIC SIGNAL HEAD 3-S-V LED | Each
11 | 654 | TRAFFIC SIGNAL HEAD STD 3-L-V LED CONFIGURATION | Each
12 | 654 | CONDUCTOR 5-NO. 14 AWG RHH | Lineal Meter
13 | 654 | ADVANCED TRAFFIC SIGNAL CONTROLLER ASSEMBLY (TS-2, TYPE 2) FULLY ACTUATED | Each
14 | 654 | 2 INCH PVC CONDUIT SCHEDULE 40 | Lineal Meter
15 | 654 | 4 INCH PVC CONDUIT SCHEDULE 40 | Lineal Meter
16 | 654 | CONDUCTOR CABLE NO. 6 AWG | Lineal Meter
17 | 654 | TRAFFIC COUNTS, ADJUSTMENT AND FINE TUNING | Lump Sum
18 | 654 | CONCRETE PULL BOX 30X30 | Each
19 | 654 | CONDUCTOR NO. 2 RHH COPPER XLP | Lineal Meter
20 | 654 | VIDEO IMAGE PROCESSOR | Each
21 | 654 | VIDEO SYSTEM COMMUNIUCATION MODULE | Each
22 | 654 | COAXIAL AND POWER CABLE | Lineal Meter
23 | 654 | VIDEO DETECTION CAMERA | Each
24 | 654 | VIDEO CAMERA SURGE SUPPRESOR | Each
25 | 654 | STANDARD LED TRAFFIC SIGNAL HEAD, 12" CONTINUOUS MOVEMENT | Each
26 | 654 | TRAFFIC SIGNAL SUPPORT MAST ARM TYPE 20’ | Each
27 | 654 | TRAFFIC SIGNAL SUPPORT MAST ARM TYPE 50’ | Each
28 | 654 | TRAFFIC SIGNAL SUPPORT MAST ARM TYPE 55’ | Each
29 | 654 | TRAFFIC SIGNAL SUPPORT MAST ARM TYPE 60’ | Each
30 | 661 | PROJECT FUNDING SIGN | Each
31 | 635, 931,932 | ALLOWANCES | 6500
32 | 888 | SOLAR PANEL ARRAY (TYPE) | Each
33 | 888 | INVERTER/CHARGER | Each
34 | 888 | MPPT 60 AMP | Each
35 | 888 | CONNECTION CABLES | Lineal Meter
36 | 888 | CIRCUIT BREAKER | Each
37 | 888 | BATTERIES 12V 115 AH | Each
38 | 888 | MC4 | Each
Total Price ______________________________
Name Of the Bidder: _______________________________________________________ Sign Of the Bidder: ____________________________________________________

## PR-1 AT AVE. ASHFORD(5)
AMENDED BID WORKSHEET I REQUEST FOR SEALED PROPOSAL NUMBER 22J-08376 DESIGN, ACQUISITION AND INSTALLATION OF A BACK-UP SOLAR ENERGY SYSTEM OF SEVERAL TRAFFIC LIGHTS FOR THE DEPARTMENT OF TRANSPORTATION AND PUBLIC WORKS (DTOP FOR HIS ACRONYMS IN SPANISH)
LINE | SPEC | DESCRIPTION | QUANTITIES | BRAND | MODEL | WARRANTY | % PREFERENCE LAW | PRICE | DELIVERY TIME
PR-1 AT AVENIDA ASHFORD (DOS HERMANOS BRIDGE)
1 | N/A | PERFORM CIVIL AND ELECTRICAL DESIGN TO PROVIDE A PHOTOVOLTAIC POWER BACK-UP SYSTEM FOR THE TRAFFIC SIGNAL | Lump Sum
2 | 151 | MOBILIZATION | Lump Sum by Intersection
3 | 202 | REMOVAL OF STRUCTURES AND OBSTRUCTIONS | Lump Sum
4 | 635 | PREPA/LUMA DISTRIBUTION STANDARD K-3-7-1 | Each
5 | 635 | PREPA/LUMA DISTRIBUTION STANDARD URD 4 | Each
6 | 638 | CONSTRUCTION SIGNS | Square Meter
7 | 638 | DRUMS | Each
8 | 638 | FLASHING ARROW SIGNS | Daily
9 | 654 | MAINT & REMOVAL OF EXISTING TRAFFIC SIGNAL SYSTEM | Lump Sum
10 | 654 | STANDARD TRAFFIC SIGNAL HEAD 3-S-V LED | Each
11 | 654 | TRAFFIC SIGNAL HEAD STD 3-L-V LED CONFIGURATION | Each
12 | 654 | CONDUCTOR 5-NO. 14 AWG RHH | Lineal Meter
13 | 654 | ADVANCED TRAFFIC SIGNAL CONTROLLER ASSEMBLY (TS-2, TYPE 2) FULLY ACTUATED | Each
14 | 654 | 2 INCH PVC CONDUIT SCHEDULE 40 | Lineal Meter
15 | 654 | 4 INCH PVC CONDUIT SCHEDULE 40 | Lineal Meter
16 | 654 | CONDUCTOR CABLE NO. 6 AWG | Lineal Meter
17 | 654 | TRAFFIC COUNTS, ADJUSTMENT AND FINE TUNING | Lump Sum
18 | 654 | CONCRETE PULL BOX 30X30 | Each
19 | 654 | CONDUCTOR NO. 2 RHH COPPER XLP | Lineal Meter
20 | 654 | VIDEO IMAGE PROCESSOR | Each
21 | 654 | VIDEO SYSTEM COMMUNIUCATION MODULE | Each
22 | 654 | COAXIAL AND POWER CABLE | Lineal Meter
23 | 654 | VIDEO DETECTION CAMERA | Each
24 | 654 | VIDEO CAMERA SURGE SUPPRESOR | Each
25 | 654 | STANDARD LED TRAFFIC SIGNAL HEAD, 12" CONTINUOUS MOVEMENT | Each
26 | 654 | TRAFFIC SIGNAL SUPPORT MAST ARM TYPE 20’ | Each
27 | 654 | TRAFFIC SIGNAL SUPPORT MAST ARM TYPE 50’ | Each
28 | 654 | TRAFFIC SIGNAL SUPPORT MAST ARM TYPE 55’ | Each
29 | 654 | TRAFFIC SIGNAL SUPPORT MAST ARM TYPE 60’ | Each
30 | 661 | PROJECT FUNDING SIGN | Each
31 | 635, 931,932 | ALLOWANCES | 6500
32 | 888 | SOLAR PANEL ARRAY (TYPE) | Each
33 | 888 | INVERTER/CHARGER | Each
34 | 888 | MPPT 60 AMP | Each
35 | 888 | CONNECTION CABLES | Lineal Meter
36 | 888 | CIRCUIT BREAKER | Each
37 | 888 | BATTERIES 12V 115 AH | Each
38 | 888 | MC4 | Each
Total Price ______________________________
Name Of the Bidder: _______________________________________________________ Sign Of the Bidder: ____________________________________________________

## PR-1 AT AVE. DE DIEGO(6)
AMENDED BID WORKSHEET I REQUEST FOR SEALED PROPOSAL NUMBER 22J-08376 DESIGN, ACQUISITION AND INSTALLATION OF A BACK-UP SOLAR ENERGY SYSTEM OF SEVERAL TRAFFIC LIGHTS FOR THE DEPARTMENT OF TRANSPORTATION AND PUBLIC WORKS (DTOP FOR HIS ACRONYMS IN SPANISH)
LINE | SPEC | DESCRIPTION | QUANTITIES | BRAND | MODEL | WARRANTY | % PREFERENCE LAW | PRICE | DELIVERY TIME
PR-1 AT AVENIDA DE DIEGO
1 | N/A | PERFORM CIVIL AND ELECTRICAL DESIGN TO PROVIDE A PHOTOVOLTAIC POWER BACK-UP SYSTEM FOR THE TRAFFIC SIGNAL | Lump Sum
2 | 151 | MOBILIZATION | Lump Sum by Intersection
3 | 202 | REMOVAL OF STRUCTURES AND OBSTRUCTIONS | Lump Sum
4 | 635 | PREPA/LUMA DISTRIBUTION STANDARD K-3-7-1 | Each
5 | 635 | PREPA/LUMA DISTRIBUTION STANDARD URD 4 | Each
6 | 638 | CONSTRUCTION SIGNS | Square Meter
7 | 638 | DRUMS | Each
8 | 638 | FLASHING ARROW SIGNS | Daily
9 | 654 | MAINT & REMOVAL OF EXISTING TRAFFIC SIGNAL SYSTEM | Lump Sum
10 | 654 | STANDARD TRAFFIC SIGNAL HEAD 3-S-V LED | Each
11 | 654 | TRAFFIC SIGNAL HEAD STD 3-L-V LED CONFIGURATION | Each
12 | 654 | CONDUCTOR 5-NO. 14 AWG RHH | Lineal Meter
13 | 654 | ADVANCED TRAFFIC SIGNAL CONTROLLER ASSEMBLY (TS-2, TYPE 2) FULLY ACTUATED | Each
14 | 654 | 2 INCH PVC CONDUIT SCHEDULE 40 | Lineal Meter
15 | 654 | 4 INCH PVC CONDUIT SCHEDULE 40 | Lineal Meter
16 | 654 | CONDUCTOR CABLE NO. 6 AWG | Lineal Meter
17 | 654 | TRAFFIC COUNTS, ADJUSTMENT AND FINE TUNING | Lump Sum
18 | 654 | CONCRETE PULL BOX 30X30 | Each
19 | 654 | CONDUCTOR NO. 2 RHH COPPER XLP | Lineal Meter
20 | 654 | VIDEO IMAGE PROCESSOR | Each
21 | 654 | VIDEO SYSTEM COMMUNIUCATION MODULE | Each
22 | 654 | COAXIAL AND POWER CABLE | Lineal Meter
23 | 654 | VIDEO DETECTION CAMERA | Each
24 | 654 | VIDEO CAMERA SURGE SUPPRESOR | Each
25 | 654 | STANDARD LED TRAFFIC SIGNAL HEAD, 12" CONTINUOUS MOVEMENT | Each
26 | 654 | TRAFFIC SIGNAL SUPPORT MAST ARM TYPE 20’ | Each
27 | 654 | TRAFFIC SIGNAL SUPPORT MAST ARM TYPE 50’ | Each
28 | 654 | TRAFFIC SIGNAL SUPPORT MAST ARM TYPE 55’ | Each
29 | 654 | TRAFFIC SIGNAL SUPPORT MAST ARM TYPE 60’ | Each
30 | 661 | PROJECT FUNDING SIGN | Each
31 | 635, 931,932 | ALLOWANCES | 6500
32 | 888 | SOLAR PANEL ARRAY (TYPE) | Each
33 | 888 | INVERTER/CHARGER | Each
34 | 888 | MPPT 60 AMP | Each
35 | 888 | CONNECTION CABLES | Lineal Meter
36 | 888 | CIRCUIT BREAKER | Each
37 | 888 | BATTERIES 12V 115 AH | Each
38 | 888 | MC4 | Each
Total Price ______________________________
Name Of the Bidder: _______________________________________________________ Sign Of the Bidder: ____________________________________________________

## PR-23 AT AVE. LAS AMÉRICAS(7)
AMENDED BID WORKSHEET I REQUEST FOR SEALED PROPOSAL NUMBER 22J-08376 DESIGN, ACQUISITION AND INSTALLATION OF A BACK-UP SOLAR ENERGY SYSTEM OF SEVERAL TRAFFIC LIGHTS FOR THE DEPARTMENT OF TRANSPORTATION AND PUBLIC WORKS (DTOP FOR HIS ACRONYMS IN SPANISH)
LINE | SPEC | DESCRIPTION | QUANTITIES | BRAND | MODEL | WARRANTY | % PREFERENCE LAW | PRICE | DELIVERY TIME
PR-23 AT AVENIDA LAS AMÉRICAS
1 | N/A | PERFORM CIVIL AND ELECTRICAL DESIGN TO PROVIDE A PHOTOVOLTAIC POWER BACK-UP SYSTEM FOR THE TRAFFIC SIGNAL | Lump Sum
2 | 151 | MOBILIZATION | Lump Sum by Intersection
3 | 202 | REMOVAL OF STRUCTURES AND OBSTRUCTIONS | Lump Sum
4 | 635 | PREPA/LUMA DISTRIBUTION STANDARD K-3-7-1 | Each
5 | 635 | PREPA/LUMA DISTRIBUTION STANDARD URD 4 | Each
6 | 638 | CONSTRUCTION SIGNS | Square Meter
7 | 638 | DRUMS | Each
8 | 638 | FLASHING ARROW SIGNS | Daily
9 | 654 | MAINT & REMOVAL OF EXISTING TRAFFIC SIGNAL SYSTEM | Lump Sum
10 | 654 | STANDARD TRAFFIC SIGNAL HEAD 3-S-V LED | Each
11 | 654 | TRAFFIC SIGNAL HEAD STD 3-L-V LED CONFIGURATION | Each
12 | 654 | CONDUCTOR 5-NO. 14 AWG RHH | Lineal Meter
13 | 654 | ADVANCED TRAFFIC SIGNAL CONTROLLER ASSEMBLY (TS-2, TYPE 2) FULLY ACTUATED | Each
14 | 654 | 2 INCH PVC CONDUIT SCHEDULE 40 | Lineal Meter
15 | 654 | 4 INCH PVC CONDUIT SCHEDULE 40 | Lineal Meter
16 | 654 | CONDUCTOR CABLE NO. 6 AWG | Lineal Meter
17 | 654 | TRAFFIC COUNTS, ADJUSTMENT AND FINE TUNING | Lump Sum
18 | 654 | CONCRETE PULL BOX 30X30 | Each
19 | 654 | CONDUCTOR NO. 2 RHH COPPER XLP | Lineal Meter
20 | 654 | VIDEO IMAGE PROCESSOR | Each
21 | 654 | VIDEO SYSTEM COMMUNIUCATION MODULE | Each
22 | 654 | COAXIAL AND POWER CABLE | Lineal Meter
23 | 654 | VIDEO DETECTION CAMERA | Each
24 | 654 | VIDEO CAMERA SURGE SUPPRESOR | Each
25 | 654 | STANDARD LED TRAFFIC SIGNAL HEAD, 12" CONTINUOUS MOVEMENT | Each
26 | 654 | TRAFFIC SIGNAL SUPPORT MAST ARM TYPE 20’ | Each
27 | 654 | TRAFFIC SIGNAL SUPPORT MAST ARM TYPE 50’ | Each
28 | 654 | TRAFFIC SIGNAL SUPPORT MAST ARM TYPE 55’ | Each
29 | 654 | TRAFFIC SIGNAL SUPPORT MAST ARM TYPE 60’ | Each
30 | 661 | PROJECT FUNDING SIGN | Each
31 | 635, 931,932 | ALLOWANCES | 6500
32 | 888 | SOLAR PANEL ARRAY (TYPE) | Each
33 | 888 | INVERTER/CHARGER | Each
34 | 888 | MPPT 60 AMP | Each
35 | 888 | CONNECTION CABLES | Lineal Meter
36 | 888 | CIRCUIT BREAKER | Each
37 | 888 | BATTERIES 12V 115 AH | Each
38 | 888 | MC4 | Each
Total Price ______________________________
Name Of the Bidder: _______________________________________________________ Sign Of the Bidder: ____________________________________________________

## PR-23 AT AVE. DE DIEGO (8)
AMENDED BID WORKSHEET I REQUEST FOR SEALED PROPOSAL NUMBER 22J-08376 DESIGN, ACQUISITION AND INSTALLATION OF A BACK-UP SOLAR ENERGY SYSTEM OF SEVERAL TRAFFIC LIGHTS FOR THE DEPARTMENT OF TRANSPORTATION AND PUBLIC WORKS (DTOP FOR HIS ACRONYMS IN SPANISH)
LINE | SPEC | DESCRIPTION | QUANTITIES | BRAND | MODEL | WARRANTY | % PREFERENCE LAW | PRICE | DELIVERY TIME
PR-23 AT AVENIDA DE DIEGO
1 | N/A | PERFORM CIVIL AND ELECTRICAL DESIGN TO PROVIDE A PHOTOVOLTAIC POWER BACK-UP SYSTEM FOR THE TRAFFIC SIGNAL | Lump Sum
2 | 151 | MOBILIZATION | Lump Sum by Intersection
3 | 202 | REMOVAL OF STRUCTURES AND OBSTRUCTIONS | Lump Sum
4 | 635 | PREPA/LUMA DISTRIBUTION STANDARD K-3-7-1 | Each
5 | 635 | PREPA/LUMA DISTRIBUTION STANDARD URD 4 | Each
6 | 638 | CONSTRUCTION SIGNS | Square Meter
7 | 638 | DRUMS | Each
8 | 638 | FLASHING ARROW SIGNS | Daily
9 | 654 | MAINT & REMOVAL OF EXISTING TRAFFIC SIGNAL SYSTEM | Lump Sum
10 | 654 | STANDARD TRAFFIC SIGNAL HEAD 3-S-V LED | Each
11 | 654 | TRAFFIC SIGNAL HEAD STD 3-L-V LED CONFIGURATION | Each
12 | 654 | CONDUCTOR 5-NO. 14 AWG RHH | Lineal Meter
13 | 654 | ADVANCED TRAFFIC SIGNAL CONTROLLER ASSEMBLY (TS-2, TYPE 2) FULLY ACTUATED | Each
14 | 654 | 2 INCH PVC CONDUIT SCHEDULE 40 | Lineal Meter
15 | 654 | 4 INCH PVC CONDUIT SCHEDULE 40 | Lineal Meter
16 | 654 | CONDUCTOR CABLE NO. 6 AWG | Lineal Meter
17 | 654 | TRAFFIC COUNTS, ADJUSTMENT AND FINE TUNING | Lump Sum
18 | 654 | CONCRETE PULL BOX 30X30 | Each
19 | 654 | CONDUCTOR NO. 2 RHH COPPER XLP | Lineal Meter
20 | 654 | VIDEO IMAGE PROCESSOR | Each
21 | 654 | VIDEO SYSTEM COMMUNIUCATION MODULE | Each
22 | 654 | COAXIAL AND POWER CABLE | Lineal Meter
23 | 654 | VIDEO DETECTION CAMERA | Each
24 | 654 | VIDEO CAMERA SURGE SUPPRESOR | Each
25 | 654 | STANDARD LED TRAFFIC SIGNAL HEAD, 12" CONTINUOUS MOVEMENT | Each
26 | 654 | TRAFFIC SIGNAL SUPPORT MAST ARM TYPE 20’ | Each
27 | 654 | TRAFFIC SIGNAL SUPPORT MAST ARM TYPE 50’ | Each
28 | 654 | TRAFFIC SIGNAL SUPPORT MAST ARM TYPE 55’ | Each
29 | 654 | TRAFFIC SIGNAL SUPPORT MAST ARM TYPE 60’ | Each
30 | 661 | PROJECT FUNDING SIGN | Each
31 | 635, 931,932 | ALLOWANCES | 6500
32 | 888 | SOLAR PANEL ARRAY (TYPE) | Each
33 | 888 | INVERTER/CHARGER | Each
34 | 888 | MPPT 60 AMP | Each
35 | 888 | CONNECTION CABLES | Lineal Meter
36 | 888 | CIRCUIT BREAKER | Each
37 | 888 | BATTERIES 12V 115 AH | Each
38 | 888 | MC4 | Each
Total Price ______________________________
Name Of the Bidder: _______________________________________________________ Sign Of the Bidder: ____________________________________________________

## PR-17 AT AVE. DE DIEGO (9)
AMENDED BID WORKSHEET I REQUEST FOR SEALED PROPOSAL NUMBER 22J-08376 DESIGN, ACQUISITION AND INSTALLATION OF A BACK-UP SOLAR ENERGY SYSTEM OF SEVERAL TRAFFIC LIGHTS FOR THE DEPARTMENT OF TRANSPORTATION AND PUBLIC WORKS (DTOP FOR HIS ACRONYMS IN SPANISH)
LINE | SPEC | DESCRIPTION | QUANTITIES | BRAND | MODEL | WARRANTY | % PREFERENCE LAW | PRICE | DELIVERY TIME
PR-17 AT AVENIDA DE DIEGO
1 | N/A | PERFORM CIVIL AND ELECTRICAL DESIGN TO PROVIDE A PHOTOVOLTAIC POWER BACK-UP SYSTEM FOR THE TRAFFIC SIGNAL | Lump Sum
2 | 151 | MOBILIZATION | Lump Sum by Intersection
3 | 202 | REMOVAL OF STRUCTURES AND OBSTRUCTIONS | Lump Sum
4 | 635 | PREPA/LUMA DISTRIBUTION STANDARD K-3-7-1 | Each
5 | 635 | PREPA/LUMA DISTRIBUTION STANDARD URD 4 | Each
6 | 638 | CONSTRUCTION SIGNS | Square Meter
7 | 638 | DRUMS | Each
8 | 638 | FLASHING ARROW SIGNS | Daily
9 | 654 | MAINT & REMOVAL OF EXISTING TRAFFIC SIGNAL SYSTEM | Lump Sum
10 | 654 | STANDARD TRAFFIC SIGNAL HEAD 3-S-V LED | Each
11 | 654 | TRAFFIC SIGNAL HEAD STD 3-L-V LED CONFIGURATION | Each
12 | 654 | CONDUCTOR 5-NO. 14 AWG RHH | Lineal Meter
13 | 654 | ADVANCED TRAFFIC SIGNAL CONTROLLER ASSEMBLY (TS-2, TYPE 2) FULLY ACTUATED | Each
14 | 654 | 2 INCH PVC CONDUIT SCHEDULE 40 | Lineal Meter
15 | 654 | 4 INCH PVC CONDUIT SCHEDULE 40 | Lineal Meter
16 | 654 | CONDUCTOR CABLE NO. 6 AWG | Lineal Meter
17 | 654 | TRAFFIC COUNTS, ADJUSTMENT AND FINE TUNING | Lump Sum
18 | 654 | CONCRETE PULL BOX 30X30 | Each
19 | 654 | CONDUCTOR NO. 2 RHH COPPER XLP | Lineal Meter
20 | 654 | VIDEO IMAGE PROCESSOR | Each
21 | 654 | VIDEO SYSTEM COMMUNIUCATION MODULE | Each
22 | 654 | COAXIAL AND POWER CABLE | Lineal Meter
23 | 654 | VIDEO DETECTION CAMERA | Each
24 | 654 | VIDEO CAMERA SURGE SUPPRESOR | Each
25 | 654 | STANDARD LED TRAFFIC SIGNAL HEAD, 12" CONTINUOUS MOVEMENT | Each
26 | 654 | TRAFFIC SIGNAL SUPPORT MAST ARM TYPE 20’ | Each
27 | 654 | TRAFFIC SIGNAL SUPPORT MAST ARM TYPE 50’ | Each
28 | 654 | TRAFFIC SIGNAL SUPPORT MAST ARM TYPE 55’ | Each
29 | 654 | TRAFFIC SIGNAL SUPPORT MAST ARM TYPE 60’ | Each
30 | 661 | PROJECT FUNDING SIGN | Each
31 | 635, 931,932 | ALLOWANCES | 6500
32 | 888 | SOLAR PANEL ARRAY (TYPE) | Each
33 | 888 | INVERTER/CHARGER | Each
34 | 888 | MPPT 60 AMP | Each
35 | 888 | CONNECTION CABLES | Lineal Meter
36 | 888 | CIRCUIT BREAKER | Each
37 | 888 | BATTERIES 12V 115 AH | Each
38 | 888 | MC4 | Each
Total Price ______________________________
Name Of the Bidder: _______________________________________________________ Sign Of the Bidder: ____________________________________________________

## PR-21 AT AVE. DE DIEGO (10)
AMENDED BID WORKSHEET I REQUEST FOR SEALED PROPOSAL NUMBER 22J-08376 DESIGN, ACQUISITION AND INSTALLATION OF A BACK-UP SOLAR ENERGY SYSTEM OF SEVERAL TRAFFIC LIGHTS FOR THE DEPARTMENT OF TRANSPORTATION AND PUBLIC WORKS (DTOP FOR HIS ACRONYMS IN SPANISH)
LINE | SPEC | DESCRIPTION | QUANTITIES | BRAND | MODEL | WARRANTY | % PREFERENCE LAW | PRICE | DELIVERY TIME
PR-21 AT AVENIDA DE DIEGO
1 | N/A | PERFORM CIVIL AND ELECTRICAL DESIGN TO PROVIDE A PHOTOVOLTAIC POWER BACK-UP SYSTEM FOR THE TRAFFIC SIGNAL | Lump Sum
2 | 151 | MOBILIZATION | Lump Sum by Intersection
3 | 202 | REMOVAL OF STRUCTURES AND OBSTRUCTIONS | Lump Sum
4 | 635 | PREPA/LUMA DISTRIBUTION STANDARD K-3-7-1 | Each
5 | 635 | PREPA/LUMA DISTRIBUTION STANDARD URD 4 | Each
6 | 638 | CONSTRUCTION SIGNS | Square Meter
7 | 638 | DRUMS | Each
8 | 638 | FLASHING ARROW SIGNS | Daily
9 | 654 | MAINT & REMOVAL OF EXISTING TRAFFIC SIGNAL SYSTEM | Lump Sum
10 | 654 | STANDARD TRAFFIC SIGNAL HEAD 3-S-V LED | Each
11 | 654 | TRAFFIC SIGNAL HEAD STD 3-L-V LED CONFIGURATION | Each
12 | 654 | CONDUCTOR 5-NO. 14 AWG RHH | Lineal Meter
13 | 654 | ADVANCED TRAFFIC SIGNAL CONTROLLER ASSEMBLY (TS-2, TYPE 2) FULLY ACTUATED | Each
14 | 654 | 2 INCH PVC CONDUIT SCHEDULE 40 | Lineal Meter
15 | 654 | 4 INCH PVC CONDUIT SCHEDULE 40 | Lineal Meter
16 | 654 | CONDUCTOR CABLE NO. 6 AWG | Lineal Meter
17 | 654 | TRAFFIC COUNTS, ADJUSTMENT AND FINE TUNING | Lump Sum
18 | 654 | CONCRETE PULL BOX 30X30 | Each
19 | 654 | CONDUCTOR NO. 2 RHH COPPER XLP | Lineal Meter
20 | 654 | VIDEO IMAGE PROCESSOR | Each
21 | 654 | VIDEO SYSTEM COMMUNIUCATION MODULE | Each
22 | 654 | COAXIAL AND POWER CABLE | Lineal Meter
23 | 654 | VIDEO DETECTION CAMERA | Each
24 | 654 | VIDEO CAMERA SURGE SUPPRESOR | Each
25 | 654 | STANDARD LED TRAFFIC SIGNAL HEAD, 12" CONTINUOUS MOVEMENT | Each
26 | 654 | TRAFFIC SIGNAL SUPPORT MAST ARM TYPE 20’ | Each
27 | 654 | TRAFFIC SIGNAL SUPPORT MAST ARM TYPE 50’ | Each
28 | 654 | TRAFFIC SIGNAL SUPPORT MAST ARM TYPE 55’ | Each
29 | 654 | TRAFFIC SIGNAL SUPPORT MAST ARM TYPE 60’ | Each
30 | 661 | PROJECT FUNDING SIGN | Each
31 | 635, 931,932 | ALLOWANCES | 6500
32 | 888 | SOLAR PANEL ARRAY (TYPE) | Each
33 | 888 | INVERTER/CHARGER | Each
34 | 888 | MPPT 60 AMP | Each
35 | 888 | CONNECTION CABLES | Lineal Meter
36 | 888 | CIRCUIT BREAKER | Each
37 | 888 | BATTERIES 12V 115 AH | Each
38 | 888 | MC4 | Each
Total Price ______________________________
Name Of the Bidder: _______________________________________________________ Sign Of the Bidder: ____________________________________________________

## PR-3 AT CALLE YABOA REAL (11)
AMENDED BID WORKSHEET I REQUEST FOR SEALED PROPOSAL NUMBER 22J-08376 DESIGN, ACQUISITION AND INSTALLATION OF A BACK-UP SOLAR ENERGY SYSTEM OF SEVERAL TRAFFIC LIGHTS FOR THE DEPARTMENT OF TRANSPORTATION AND PUBLIC WORKS (DTOP FOR HIS ACRONYMS IN SPANISH)
LINE | SPEC | DESCRIPTION | QUANTITIES | BRAND | MODEL | WARRANTY | % PREFERENCE LAW | PRICE | DELIVERY TIME
PR-3 AT CALLE YABOA REAL
1 | N/A | PERFORM CIVIL AND ELECTRICAL DESIGN TO PROVIDE A PHOTOVOLTAIC POWER BACK-UP SYSTEM FOR THE TRAFFIC SIGNAL | Lump Sum
2 | 151 | MOBILIZATION | Lump Sum by Intersection
3 | 202 | REMOVAL OF STRUCTURES AND OBSTRUCTIONS | Lump Sum
4 | 638 | CONSTRUCTION SIGNS | Square Meter
5 | 638 | DRUMS | Each
6 | 638 | FLASHING ARROW SIGNS | Daily
7 | 654 | MAINT & REMOVAL OF EXISTING TRAFFIC SIGNAL SYSTEM | Lump Sum
8 | 654 | 2 INCH PVC CONDUIT SCHEDULE 40 | Lineal Meter
9 | 654 | 4 INCH PVC CONDUIT SCHEDULE 40 | Lineal Meter
10 | 654 | CONDUCTOR CABLE NO. 6 AWG | Lineal Meter
11 | 654 | CONCRETE PULL BOX 30X30 | Each
12 | 654 | CONDUCTOR NO. 2 RHH COPPER XLP | Lineal Meter
13 | 661 | PROJECT FUNDING SIGN | Each
14 | 635, 931,932 | ALLOWANCES | 6500
15 | 888 | SOLAR PANEL ARRAY (TYPE) | Each
16 | 888 | INVERTER/CHARGER | Each
17 | 888 | MPPT 60 AMP | Each
18 | 888 | CONNECTION CABLES | Lineal Meter
19 | 888 | CIRCUIT BREAKER | Each
20 | 888 | BATTERIES 12V 115 AH | Each
21 | 888 | MC4 | Each
Total Price ______________________________
Name Of the Bidder: _______________________________________________________ Sign Of the Bidder: ____________________________________________________

## PR-199 AT PR-52 (12)
AMENDED BID WORKSHEET I REQUEST FOR SEALED PROPOSAL NUMBER 22J-08376 DESIGN, ACQUISITION AND INSTALLATION OF A BACK-UP SOLAR ENERGY SYSTEM OF SEVERAL TRAFFIC LIGHTS FOR THE DEPARTMENT OF TRANSPORTATION AND PUBLIC WORKS (DTOP FOR HIS ACRONYMS IN SPANISH)
LINE | SPEC | DESCRIPTION | QUANTITIES | BRAND | MODEL | WARRANTY | % PREFERENCE LAW | PRICE | DELIVERY TIME
PR-199 AT PR-52
1 | N/A | PERFORM CIVIL AND ELECTRICAL DESIGN TO PROVIDE A PHOTOVOLTAIC POWER BACK-UP SYSTEM FOR THE TRAFFIC SIGNAL | Lump Sum
2 | 151 | MOBILIZATION | Lump Sum by Intersection
3 | 202 | REMOVAL OF STRUCTURES AND OBSTRUCTIONS | Lump Sum
4 | 635 | PREPA/LUMA DISTRIBUTION STANDARD K-3-7-1 | Each
5 | 635 | PREPA/LUMA DISTRIBUTION STANDARD URD 4 | Each
6 | 638 | CONSTRUCTION SIGNS | Square Meter
7 | 638 | DRUMS | Each
8 | 638 | FLASHING ARROW SIGNS | Daily
9 | 654 | MAINT & REMOVAL OF EXISTING TRAFFIC SIGNAL SYSTEM | Lump Sum
10 | 654 | STANDARD TRAFFIC SIGNAL HEAD 3-S-V LED | Each
11 | 654 | TRAFFIC SIGNAL HEAD STD 3-L-V LED CONFIGURATION | Each
12 | 654 | CONDUCTOR 5-NO. 14 AWG RHH | Lineal Meter
13 | 654 | ADVANCED TRAFFIC SIGNAL CONTROLLER ASSEMBLY (TS-2, TYPE 2) FULLY ACTUATED | Each
14 | 654 | 2 INCH PVC CONDUIT SCHEDULE 40 | Lineal Meter
15 | 654 | 4 INCH PVC CONDUIT SCHEDULE 40 | Lineal Meter
16 | 654 | CONDUCTOR CABLE NO. 6 AWG | Lineal Meter
17 | 654 | TRAFFIC COUNTS, ADJUSTMENT AND FINE TUNING | Lump Sum
18 | 654 | CONCRETE PULL BOX 30X30 | Each
19 | 654 | CONDUCTOR NO. 2 RHH COPPER XLP | Lineal Meter
20 | 654 | VIDEO IMAGE PROCESSOR | Each
21 | 654 | VIDEO SYSTEM COMMUNIUCATION MODULE | Each
22 | 654 | COAXIAL AND POWER CABLE | Lineal Meter
23 | 654 | VIDEO DETECTION CAMERA | Each
24 | 654 | VIDEO CAMERA SURGE SUPPRESOR | Each
25 | 654 | STANDARD LED TRAFFIC SIGNAL HEAD, 12" CONTINUOUS MOVEMENT | Each
26 | 654 | TRAFFIC SIGNAL SUPPORT MAST ARM TYPE 20’ | Each
27 | 654 | TRAFFIC SIGNAL SUPPORT MAST ARM TYPE 50’ | Each
28 | 654 | TRAFFIC SIGNAL SUPPORT MAST ARM TYPE 55’ | Each
29 | 654 | TRAFFIC SIGNAL SUPPORT MAST ARM TYPE 60’ | Each
30 | 661 | PROJECT FUNDING SIGN | Each
31 | 635, 931,932 | ALLOWANCES | 6500
32 | 888 | SOLAR PANEL ARRAY (TYPE) | Each
33 | 888 | INVERTER/CHARGER | Each
34 | 888 | MPPT 60 AMP | Each
35 | 888 | CONNECTION CABLES | Lineal Meter
36 | 888 | CIRCUIT BREAKER | Each
37 | 888 | BATTERIES 12V 115 AH | Each
38 | 888 | MC4 | Each
Total Price ______________________________
Name Of the Bidder: _______________________________________________________ Sign Of the Bidder: ____________________________________________________

## PR-177 AT PR-52 (13)
AMENDED BID WORKSHEET I REQUEST FOR SEALED PROPOSAL NUMBER 22J-08376 DESIGN, ACQUISITION AND INSTALLATION OF A BACK-UP SOLAR ENERGY SYSTEM OF SEVERAL TRAFFIC LIGHTS FOR THE DEPARTMENT OF TRANSPORTATION AND PUBLIC WORKS (DTOP FOR HIS ACRONYMS IN SPANISH)
LINE | SPEC | DESCRIPTION | QUANTITIES | BRAND | MODEL | WARRANTY | % PREFERENCE LAW | PRICE | DELIVERY TIME
PR-177 AT PR-52
1 | N/A | PERFORM CIVIL AND ELECTRICAL DESIGN TO PROVIDE A PHOTOVOLTAIC POWER BACK-UP SYSTEM FOR THE TRAFFIC SIGNAL | Lump Sum
2 | 151 | MOBILIZATION | Lump Sum by Intersection
3 | 202 | REMOVAL OF STRUCTURES AND OBSTRUCTIONS | Lump Sum
4 | 635 | PREPA/LUMA DISTRIBUTION STANDARD K-3-7-1 | Each
5 | 635 | PREPA/LUMA DISTRIBUTION STANDARD URD 4 | Each
6 | 638 | CONSTRUCTION SIGNS | Square Meter
7 | 638 | DRUMS | Each
8 | 638 | FLASHING ARROW SIGNS | Daily
9 | 654 | MAINT & REMOVAL OF EXISTING TRAFFIC SIGNAL SYSTEM | Lump Sum
10 | 654 | STANDARD TRAFFIC SIGNAL HEAD 3-S-V LED | Each
11 | 654 | TRAFFIC SIGNAL HEAD STD 3-L-V LED CONFIGURATION | Each
12 | 654 | CONDUCTOR 5-NO. 14 AWG RHH | Lineal Meter
13 | 654 | ADVANCED TRAFFIC SIGNAL CONTROLLER ASSEMBLY (TS-2, TYPE 2) FULLY ACTUATED | Each
14 | 654 | 2 INCH PVC CONDUIT SCHEDULE 40 | Lineal Meter
15 | 654 | 4 INCH PVC CONDUIT SCHEDULE 40 | Lineal Meter
16 | 654 | CONDUCTOR CABLE NO. 6 AWG | Lineal Meter
17 | 654 | TRAFFIC COUNTS, ADJUSTMENT AND FINE TUNING | Lump Sum
18 | 654 | CONCRETE PULL BOX 30X30 | Each
19 | 654 | CONDUCTOR NO. 2 RHH COPPER XLP | Lineal Meter
20 | 654 | VIDEO IMAGE PROCESSOR | Each
21 | 654 | VIDEO SYSTEM COMMUNIUCATION MODULE | Each
22 | 654 | COAXIAL AND POWER CABLE | Lineal Meter
23 | 654 | VIDEO DETECTION CAMERA | Each
24 | 654 | VIDEO CAMERA SURGE SUPPRESOR | Each
25 | 654 | STANDARD LED TRAFFIC SIGNAL HEAD, 12" CONTINUOUS MOVEMENT | Each
26 | 654 | TRAFFIC SIGNAL SUPPORT MAST ARM TYPE 20’ | Each
27 | 654 | TRAFFIC SIGNAL SUPPORT MAST ARM TYPE 50’ | Each
28 | 654 | TRAFFIC SIGNAL SUPPORT MAST ARM TYPE 55’ | Each
29 | 654 | TRAFFIC SIGNAL SUPPORT MAST ARM TYPE 60’ | Each
30 | 661 | PROJECT FUNDING SIGN | Each
31 | 635, 931,932 | ALLOWANCES | 6500
32 | 888 | SOLAR PANEL ARRAY (TYPE) | Each
33 | 888 | INVERTER/CHARGER | Each
34 | 888 | MPPT 60 AMP | Each
35 | 888 | CONNECTION CABLES | Lineal Meter
36 | 888 | CIRCUIT BREAKER | Each
37 | 888 | BATTERIES 12V 115 AH | Each
38 | 888 | MC4 | Each
Total Price ______________________________
Name Of the Bidder: _______________________________________________________ Sign Of the Bidder: ____________________________________________________

## PR-199 AT AVE. LOS PASEOS(14)
AMENDED BID WORKSHEET I REQUEST FOR SEALED PROPOSAL NUMBER 22J-08376 DESIGN, ACQUISITION AND INSTALLATION OF A BACK-UP SOLAR ENERGY SYSTEM OF SEVERAL TRAFFIC LIGHTS FOR THE DEPARTMENT OF TRANSPORTATION AND PUBLIC WORKS (DTOP FOR HIS ACRONYMS IN SPANISH)
LINE | SPEC | DESCRIPTION | QUANTITIES | BRAND | MODEL | WARRANTY | % PREFERENCE LAW | PRICE | DELIVERY TIME
PR-199 AT AVENIDA LOS PASEOS
1 | N/A | PERFORM CIVIL AND ELECTRICAL DESIGN TO PROVIDE A PHOTOVOLTAIC POWER BACK-UP SYSTEM FOR THE TRAFFIC SIGNAL | Lump Sum
2 | 151 | MOBILIZATION | Lump Sum by Intersection
3 | 202 | REMOVAL OF STRUCTURES AND OBSTRUCTIONS | Lump Sum
4 | 635 | PREPA/LUMA DISTRIBUTION STANDARD K-3-7-1 | Each
5 | 635 | PREPA/LUMA DISTRIBUTION STANDARD URD 4 | Each
6 | 638 | CONSTRUCTION SIGNS | Square Meter
7 | 638 | DRUMS | Each
8 | 638 | FLASHING ARROW SIGNS | Daily
9 | 654 | MAINT & REMOVAL OF EXISTING TRAFFIC SIGNAL SYSTEM | Lump Sum
10 | 654 | STANDARD TRAFFIC SIGNAL HEAD 3-S-V LED | Each
11 | 654 | TRAFFIC SIGNAL HEAD STD 3-L-V LED CONFIGURATION | Each
12 | 654 | CONDUCTOR 5-NO. 14 AWG RHH | Lineal Meter
13 | 654 | ADVANCED TRAFFIC SIGNAL CONTROLLER ASSEMBLY (TS-2, TYPE 2) FULLY ACTUATED | Each
14 | 654 | 2 INCH PVC CONDUIT SCHEDULE 40 | Lineal Meter
15 | 654 | 4 INCH PVC CONDUIT SCHEDULE 40 | Lineal Meter
16 | 654 | CONDUCTOR CABLE NO. 6 AWG | Lineal Meter
17 | 654 | TRAFFIC COUNTS, ADJUSTMENT AND FINE TUNING | Lump Sum
18 | 654 | CONCRETE PULL BOX 30X30 | Each
19 | 654 | CONDUCTOR NO. 2 RHH COPPER XLP | Lineal Meter
20 | 654 | VIDEO IMAGE PROCESSOR | Each
21 | 654 | VIDEO SYSTEM COMMUNIUCATION MODULE | Each
22 | 654 | COAXIAL AND POWER CABLE | Lineal Meter
23 | 654 | VIDEO DETECTION CAMERA | Each
24 | 654 | VIDEO CAMERA SURGE SUPPRESOR | Each
25 | 654 | STANDARD LED TRAFFIC SIGNAL HEAD, 12" CONTINUOUS MOVEMENT | Each
26 | 654 | TRAFFIC SIGNAL SUPPORT MAST ARM TYPE 20’ | Each
27 | 654 | TRAFFIC SIGNAL SUPPORT MAST ARM TYPE 50’ | Each
28 | 654 | TRAFFIC SIGNAL SUPPORT MAST ARM TYPE 55’ | Each
29 | 654 | TRAFFIC SIGNAL SUPPORT MAST ARM TYPE 60’ | Each
30 | 661 | PROJECT FUNDING SIGN | Each
31 | 635, 931,932 | ALLOWANCES | 6500
32 | 888 | SOLAR PANEL ARRAY (TYPE) | Each
33 | 888 | INVERTER/CHARGER | Each
34 | 888 | MPPT 60 AMP | Each
35 | 888 | CONNECTION CABLES | Lineal Meter
36 | 888 | CIRCUIT BREAKER | Each
37 | 888 | BATTERIES 12V 115 AH | Each
38 | 888 | MC4 | Each
Total Price ______________________________
Name Of the Bidder: _______________________________________________________ Sign Of the Bidder: ____________________________________________________

## PR-23 AT AVE. ROOSEVELT COM(15)
AMENDED BID WORKSHEET I REQUEST FOR SEALED PROPOSAL NUMBER 22J-08376 DESIGN, ACQUISITION AND INSTALLATION OF A BACK-UP SOLAR ENERGY SYSTEM OF SEVERAL TRAFFIC LIGHTS FOR THE DEPARTMENT OF TRANSPORTATION AND PUBLIC WORKS (DTOP FOR HIS ACRONYMS IN SPANISH)
LINE | SPEC | DESCRIPTION | QUANTITIES | BRAND | MODEL | WARRANTY | % PREFERENCE LAW | PRICE | DELIVERY TIME
PR-23 (AVENIDA ROOSEVELT AT COMANDANCIA DE LA POLICÍA
1 | N/A | PERFORM CIVIL AND ELECTRICAL DESIGN TO PROVIDE A PHOTOVOLTAIC POWER BACK-UP SYSTEM FOR THE TRAFFIC SIGNAL | Lump Sum
2 | 151 | MOBILIZATION | Lump Sum by Intersection
3 | 202 | REMOVAL OF STRUCTURES AND OBSTRUCTIONS | Lump Sum
4 | 635 | PREPA/LUMA DISTRIBUTION STANDARD K-3-7-1 | Each
5 | 635 | PREPA/LUMA DISTRIBUTION STANDARD URD 4 | Each
6 | 638 | CONSTRUCTION SIGNS | Square Meter
7 | 638 | DRUMS | Each
8 | 638 | FLASHING ARROW SIGNS | Daily
9 | 654 | MAINT & REMOVAL OF EXISTING TRAFFIC SIGNAL SYSTEM | Lump Sum
10 | 654 | STANDARD TRAFFIC SIGNAL HEAD 3-S-V LED | Each
11 | 654 | TRAFFIC SIGNAL HEAD STD 3-L-V LED CONFIGURATION | Each
12 | 654 | CONDUCTOR 5-NO. 14 AWG RHH | Lineal Meter
13 | 654 | ADVANCED TRAFFIC SIGNAL CONTROLLER ASSEMBLY (TS-2, TYPE 2) FULLY ACTUATED | Each
14 | 654 | 2 INCH PVC CONDUIT SCHEDULE 40 | Lineal Meter
15 | 654 | 4 INCH PVC CONDUIT SCHEDULE 40 | Lineal Meter
16 | 654 | CONDUCTOR CABLE NO. 6 AWG | Lineal Meter
17 | 654 | TRAFFIC COUNTS, ADJUSTMENT AND FINE TUNING | Lump Sum
18 | 654 | CONCRETE PULL BOX 30X30 | Each
19 | 654 | CONDUCTOR NO. 2 RHH COPPER XLP | Lineal Meter
20 | 654 | VIDEO IMAGE PROCESSOR | Each
21 | 654 | VIDEO SYSTEM COMMUNIUCATION MODULE | Each
22 | 654 | COAXIAL AND POWER CABLE | Lineal Meter
23 | 654 | VIDEO DETECTION CAMERA | Each
24 | 654 | VIDEO CAMERA SURGE SUPPRESOR | Each
25 | 654 | STANDARD LED TRAFFIC SIGNAL HEAD, 12" CONTINUOUS MOVEMENT | Each
26 | 654 | TRAFFIC SIGNAL SUPPORT MAST ARM TYPE 20’ | Each
27 | 654 | TRAFFIC SIGNAL SUPPORT MAST ARM TYPE 50’ | Each
28 | 654 | TRAFFIC SIGNAL SUPPORT MAST ARM TYPE 55’ | Each
29 | 654 | TRAFFIC SIGNAL SUPPORT MAST ARM TYPE 60’ | Each
30 | 661 | PROJECT FUNDING SIGN | Each
31 | 635, 931,932 | ALLOWANCES | 6500
32 | 888 | SOLAR PANEL ARRAY (TYPE) | Each
33 | 888 | INVERTER/CHARGER | Each
34 | 888 | MPPT 60 AMP | Each
35 | 888 | CONNECTION CABLES | Lineal Meter
36 | 888 | CIRCUIT BREAKER | Each
37 | 888 | BATTERIES 12V 115 AH | Each
38 | 888 | MC4 | Each
Total Price ______________________________
Name Of the Bidder: _______________________________________________________ Sign Of the Bidder: ____________________________________________________

## PR-3 AT PR-181(16)
AMENDED BID WORKSHEET I REQUEST FOR SEALED PROPOSAL NUMBER 22J-08376 DESIGN, ACQUISITION AND INSTALLATION OF A BACK-UP SOLAR ENERGY SYSTEM OF SEVERAL TRAFFIC LIGHTS FOR THE DEPARTMENT OF TRANSPORTATION AND PUBLIC WORKS (DTOP FOR HIS ACRONYMS IN SPANISH)
LINE | SPEC | DESCRIPTION | QUANTITIES | BRAND | MODEL | WARRANTY | % PREFERENCE LAW | PRICE | DELIVERY TIME
PR-3 AT PR-181
1 | N/A | PERFORM CIVIL AND ELECTRICAL DESIGN TO PROVIDE A PHOTOVOLTAIC POWER BACK-UP SYSTEM FOR THE TRAFFIC SIGNAL | Lump Sum
2 | 151 | MOBILIZATION | Lump Sum by Intersection
3 | 202 | REMOVAL OF STRUCTURES AND OBSTRUCTIONS | Lump Sum
4 | 635 | PREPA/LUMA DISTRIBUTION STANDARD K-3-7-1 | Each
5 | 635 | PREPA/LUMA DISTRIBUTION STANDARD URD 4 | Each
6 | 638 | CONSTRUCTION SIGNS | Square Meter
7 | 638 | DRUMS | Each
8 | 638 | FLASHING ARROW SIGNS | Daily
9 | 654 | MAINT & REMOVAL OF EXISTING TRAFFIC SIGNAL SYSTEM | Lump Sum
10 | 654 | STANDARD TRAFFIC SIGNAL HEAD 3-S-V LED | Each
11 | 654 | TRAFFIC SIGNAL HEAD STD 3-L-V LED CONFIGURATION | Each
12 | 654 | CONDUCTOR 5-NO. 14 AWG RHH | Lineal Meter
13 | 654 | ADVANCED TRAFFIC SIGNAL CONTROLLER ASSEMBLY (TS-2, TYPE 2) FULLY ACTUATED | Each
14 | 654 | 2 INCH PVC CONDUIT SCHEDULE 40 | Lineal Meter
15 | 654 | 4 INCH PVC CONDUIT SCHEDULE 40 | Lineal Meter
16 | 654 | CONDUCTOR CABLE NO. 6 AWG | Lineal Meter
17 | 654 | TRAFFIC COUNTS, ADJUSTMENT AND FINE TUNING | Lump Sum
18 | 654 | CONCRETE PULL BOX 30X30 | Each
19 | 654 | CONDUCTOR NO. 2 RHH COPPER XLP | Lineal Meter
20 | 654 | VIDEO IMAGE PROCESSOR | Each
21 | 654 | VIDEO SYSTEM COMMUNIUCATION MODULE | Each
22 | 654 | COAXIAL AND POWER CABLE | Lineal Meter
23 | 654 | VIDEO DETECTION CAMERA | Each
24 | 654 | VIDEO CAMERA SURGE SUPPRESOR | Each
25 | 654 | STANDARD LED TRAFFIC SIGNAL HEAD, 12" CONTINUOUS MOVEMENT | Each
26 | 654 | TRAFFIC SIGNAL SUPPORT MAST ARM TYPE 20’ | Each
27 | 654 | TRAFFIC SIGNAL SUPPORT MAST ARM TYPE 50’ | Each
28 | 654 | TRAFFIC SIGNAL SUPPORT MAST ARM TYPE 55’ | Each
29 | 654 | TRAFFIC SIGNAL SUPPORT MAST ARM TYPE 60’ | Each
30 | 661 | PROJECT FUNDING SIGN | Each
31 | 635, 931,932 | ALLOWANCES | 6500
32 | 888 | SOLAR PANEL ARRAY (TYPE) | Each
33 | 888 | INVERTER/CHARGER | Each
34 | 888 | MPPT 60 AMP | Each
35 | 888 | CONNECTION CABLES | Lineal Meter
36 | 888 | CIRCUIT BREAKER | Each
37 | 888 | BATTERIES 12V 115 AH | Each
38 | 888 | MC4 | Each
Total Price ______________________________
Name Of the Bidder: _______________________________________________________ Sign Of the Bidder: ____________________________________________________

## PR-176 AT PR-199(17)
AMENDED BID WORKSHEET I REQUEST FOR SEALED PROPOSAL NUMBER 22J-08376 DESIGN, ACQUISITION AND INSTALLATION OF A BACK-UP SOLAR ENERGY SYSTEM OF SEVERAL TRAFFIC LIGHTS FOR THE DEPARTMENT OF TRANSPORTATION AND PUBLIC WORKS (DTOP FOR HIS ACRONYMS IN SPANISH)
LINE | SPEC | DESCRIPTION | QUANTITIES | BRAND | MODEL | WARRANTY | % PREFERENCE LAW | PRICE | DELIVERY TIME
PR-176 AT PR-199
1 | N/A | PERFORM CIVIL AND ELECTRICAL DESIGN TO PROVIDE A PHOTOVOLTAIC POWER BACK-UP SYSTEM FOR THE TRAFFIC SIGNAL | Lump Sum
2 | 151 | MOBILIZATION | Lump Sum by Intersection
3 | 202 | REMOVAL OF STRUCTURES AND OBSTRUCTIONS | Lump Sum
4 | 635 | PREPA/LUMA DISTRIBUTION STANDARD K-3-7-1 | Each
5 | 635 | PREPA/LUMA DISTRIBUTION STANDARD URD 4 | Each
6 | 638 | CONSTRUCTION SIGNS | Square Meter
7 | 638 | DRUMS | Each
8 | 638 | FLASHING ARROW SIGNS | Daily
9 | 654 | MAINT & REMOVAL OF EXISTING TRAFFIC SIGNAL SYSTEM | Lump Sum
10 | 654 | STANDARD TRAFFIC SIGNAL HEAD 3-S-V LED | Each
11 | 654 | TRAFFIC SIGNAL HEAD STD 3-L-V LED CONFIGURATION | Each
12 | 654 | CONDUCTOR 5-NO. 14 AWG RHH | Lineal Meter
13 | 654 | ADVANCED TRAFFIC SIGNAL CONTROLLER ASSEMBLY (TS-2, TYPE 2) FULLY ACTUATED | Each
14 | 654 | 2 INCH PVC CONDUIT SCHEDULE 40 | Lineal Meter
15 | 654 | 4 INCH PVC CONDUIT SCHEDULE 40 | Lineal Meter
16 | 654 | CONDUCTOR CABLE NO. 6 AWG | Lineal Meter
17 | 654 | TRAFFIC COUNTS, ADJUSTMENT AND FINE TUNING | Lump Sum
18 | 654 | CONCRETE PULL BOX 30X30 | Each
19 | 654 | CONDUCTOR NO. 2 RHH COPPER XLP | Lineal Meter
20 | 654 | VIDEO IMAGE PROCESSOR | Each
21 | 654 | VIDEO SYSTEM COMMUNIUCATION MODULE | Each
22 | 654 | COAXIAL AND POWER CABLE | Lineal Meter
23 | 654 | VIDEO DETECTION CAMERA | Each
24 | 654 | VIDEO CAMERA SURGE SUPPRESOR | Each
25 | 654 | STANDARD LED TRAFFIC SIGNAL HEAD, 12" CONTINUOUS MOVEMENT | Each
26 | 654 | TRAFFIC SIGNAL SUPPORT MAST ARM TYPE 20’ | Each
27 | 654 | TRAFFIC SIGNAL SUPPORT MAST ARM TYPE 50’ | Each
28 | 654 | TRAFFIC SIGNAL SUPPORT MAST ARM TYPE 55’ | Each
29 | 654 | TRAFFIC SIGNAL SUPPORT MAST ARM TYPE 60’ | Each
30 | 661 | PROJECT FUNDING SIGN | Each
31 | 635, 931,932 | ALLOWANCES | 6500
32 | 888 | SOLAR PANEL ARRAY (TYPE) | Each
33 | 888 | INVERTER/CHARGER | Each
34 | 888 | MPPT 60 AMP | Each
35 | 888 | CONNECTION CABLES | Lineal Meter
36 | 888 | CIRCUIT BREAKER | Each
37 | 888 | BATTERIES 12V 115 AH | Each
38 | 888 | MC4 | Each
Total Price ______________________________
Name Of the Bidder: _______________________________________________________ Sign Of the Bidder: ____________________________________________________

## PR-17 AT AVE. SAN PATRICIO (18)
AMENDED BID WORKSHEET I REQUEST FOR SEALED PROPOSAL NUMBER 22J-08376 DESIGN, ACQUISITION AND INSTALLATION OF A BACK-UP SOLAR ENERGY SYSTEM OF SEVERAL TRAFFIC LIGHTS FOR THE DEPARTMENT OF TRANSPORTATION AND PUBLIC WORKS (DTOP FOR HIS ACRONYMS IN SPANISH)
LINE | SPEC | DESCRIPTION | QUANTITIES | BRAND | MODEL | WARRANTY | % PREFERENCE LAW | PRICE | DELIVERY TIME
PR-17 AT AVENIDA SAN PATRICIO
1 | N/A | PERFORM CIVIL AND ELECTRICAL DESIGN TO PROVIDE A PHOTOVOLTAIC POWER BACK-UP SYSTEM FOR THE TRAFFIC SIGNAL | Lump Sum
2 | 151 | MOBILIZATION | Lump Sum by Intersection
3 | 202 | REMOVAL OF STRUCTURES AND OBSTRUCTIONS | Lump Sum
4 | 635 | PREPA/LUMA DISTRIBUTION STANDARD K-3-7-1 | Each
5 | 635 | PREPA/LUMA DISTRIBUTION STANDARD URD 4 | Each
6 | 638 | CONSTRUCTION SIGNS | Square Meter
7 | 638 | DRUMS | Each
8 | 638 | FLASHING ARROW SIGNS | Daily
9 | 654 | MAINT & REMOVAL OF EXISTING TRAFFIC SIGNAL SYSTEM | Lump Sum
10 | 654 | STANDARD TRAFFIC SIGNAL HEAD 3-S-V LED | Each
11 | 654 | TRAFFIC SIGNAL HEAD STD 3-L-V LED CONFIGURATION | Each
12 | 654 | CONDUCTOR 5-NO. 14 AWG RHH | Lineal Meter
13 | 654 | ADVANCED TRAFFIC SIGNAL CONTROLLER ASSEMBLY (TS-2, TYPE 2) FULLY ACTUATED | Each
14 | 654 | 2 INCH PVC CONDUIT SCHEDULE 40 | Lineal Meter
15 | 654 | 4 INCH PVC CONDUIT SCHEDULE 40 | Lineal Meter
16 | 654 | CONDUCTOR CABLE NO. 6 AWG | Lineal Meter
17 | 654 | TRAFFIC COUNTS, ADJUSTMENT AND FINE TUNING | Lump Sum
18 | 654 | CONCRETE PULL BOX 30X30 | Each
19 | 654 | CONDUCTOR NO. 2 RHH COPPER XLP | Lineal Meter
20 | 654 | VIDEO IMAGE PROCESSOR | Each
21 | 654 | VIDEO SYSTEM COMMUNIUCATION MODULE | Each
22 | 654 | COAXIAL AND POWER CABLE | Lineal Meter
23 | 654 | VIDEO DETECTION CAMERA | Each
24 | 654 | VIDEO CAMERA SURGE SUPPRESOR | Each
25 | 654 | STANDARD LED TRAFFIC SIGNAL HEAD, 12" CONTINUOUS MOVEMENT | Each
26 | 654 | TRAFFIC SIGNAL SUPPORT MAST ARM TYPE 20’ | Each
27 | 654 | TRAFFIC SIGNAL SUPPORT MAST ARM TYPE 50’ | Each
28 | 654 | TRAFFIC SIGNAL SUPPORT MAST ARM TYPE 55’ | Each
29 | 654 | TRAFFIC SIGNAL SUPPORT MAST ARM TYPE 60’ | Each
30 | 661 | PROJECT FUNDING SIGN | Each
31 | 635, 931,932 | ALLOWANCES | 6500
32 | 888 | SOLAR PANEL ARRAY (TYPE) | Each
33 | 888 | INVERTER/CHARGER | Each
34 | 888 | MPPT 60 AMP | Each
35 | 888 | CONNECTION CABLES | Lineal Meter
36 | 888 | CIRCUIT BREAKER | Each
37 | 888 | BATTERIES 12V 115 AH | Each
38 | 888 | MC4 | Each
Total Price ______________________________
Name Of the Bidder: _______________________________________________________ Sign Of the Bidder: ____________________________________________________

## PR-177 AT AVE RAMÍREZ DE AR(19)
AMENDED BID WORKSHEET I REQUEST FOR SEALED PROPOSAL NUMBER 22J-08376 DESIGN, ACQUISITION AND INSTALLATION OF A BACK-UP SOLAR ENERGY SYSTEM OF SEVERAL TRAFFIC LIGHTS FOR THE DEPARTMENT OF TRANSPORTATION AND PUBLIC WORKS (DTOP FOR HIS ACRONYMS IN SPANISH)
LINE | SPEC | DESCRIPTION | QUANTITIES | BRAND | MODEL | WARRANTY | % PREFERENCE LAW | PRICE | DELIVERY TIME
PR-177 AT AVENIDA RAMÍREZ DE ARRELLANO
1 | N/A | PERFORM CIVIL AND ELECTRICAL DESIGN TO PROVIDE A PHOTOVOLTAIC POWER BACK-UP SYSTEM FOR THE TRAFFIC SIGNAL | Lump Sum
2 | 151 | MOBILIZATION | Lump Sum by Intersection
3 | 202 | REMOVAL OF STRUCTURES AND OBSTRUCTIONS | Lump Sum
4 | 635 | PREPA/LUMA DISTRIBUTION STANDARD K-3-7-1 | Each
5 | 635 | PREPA/LUMA DISTRIBUTION STANDARD URD 4 | Each
6 | 638 | CONSTRUCTION SIGNS | Square Meter
7 | 638 | DRUMS | Each
8 | 638 | FLASHING ARROW SIGNS | Daily
9 | 654 | MAINT & REMOVAL OF EXISTING TRAFFIC SIGNAL SYSTEM | Lump Sum
10 | 654 | STANDARD TRAFFIC SIGNAL HEAD 3-S-V LED | Each
11 | 654 | TRAFFIC SIGNAL HEAD STD 3-L-V LED CONFIGURATION | Each
12 | 654 | CONDUCTOR 5-NO. 14 AWG RHH | Lineal Meter
13 | 654 | ADVANCED TRAFFIC SIGNAL CONTROLLER ASSEMBLY (TS-2, TYPE 2) FULLY ACTUATED | Each
14 | 654 | 2 INCH PVC CONDUIT SCHEDULE 40 | Lineal Meter
15 | 654 | 4 INCH PVC CONDUIT SCHEDULE 40 | Lineal Meter
16 | 654 | CONDUCTOR CABLE NO. 6 AWG | Lineal Meter
17 | 654 | TRAFFIC COUNTS, ADJUSTMENT AND FINE TUNING | Lump Sum
18 | 654 | CONCRETE PULL BOX 30X30 | Each
19 | 654 | CONDUCTOR NO. 2 RHH COPPER XLP | Lineal Meter
20 | 654 | VIDEO IMAGE PROCESSOR | Each
21 | 654 | VIDEO SYSTEM COMMUNIUCATION MODULE | Each
22 | 654 | COAXIAL AND POWER CABLE | Lineal Meter
23 | 654 | VIDEO DETECTION CAMERA | Each
24 | 654 | VIDEO CAMERA SURGE SUPPRESOR | Each
25 | 654 | STANDARD LED TRAFFIC SIGNAL HEAD, 12" CONTINUOUS MOVEMENT | Each
26 | 654 | TRAFFIC SIGNAL SUPPORT MAST ARM TYPE 20’ | Each
27 | 654 | TRAFFIC SIGNAL SUPPORT MAST ARM TYPE 50’ | Each
28 | 654 | TRAFFIC SIGNAL SUPPORT MAST ARM TYPE 55’ | Each
29 | 654 | TRAFFIC SIGNAL SUPPORT MAST ARM TYPE 60’ | Each
30 | 661 | PROJECT FUNDING SIGN | Each
31 | 635, 931,932 | ALLOWANCES | 6500
32 | 888 | SOLAR PANEL ARRAY (TYPE) | Each
33 | 888 | INVERTER/CHARGER | Each
34 | 888 | MPPT 60 AMP | Each
35 | 888 | CONNECTION CABLES | Lineal Meter
36 | 888 | CIRCUIT BREAKER | Each
37 | 888 | BATTERIES 12V 115 AH | Each
38 | 888 | MC4 | Each
Total Price ______________________________
Name Of the Bidder: _______________________________________________________ Sign Of the Bidder: ____________________________________________________

## PR-177 AT PR-838(20)
AMENDED BID WORKSHEET I REQUEST FOR SEALED PROPOSAL NUMBER 22J-08376 DESIGN, ACQUISITION AND INSTALLATION OF A BACK-UP SOLAR ENERGY SYSTEM OF SEVERAL TRAFFIC LIGHTS FOR THE DEPARTMENT OF TRANSPORTATION AND PUBLIC WORKS (DTOP FOR HIS ACRONYMS IN SPANISH)
LINE | SPEC | DESCRIPTION | QUANTITIES | BRAND | MODEL | WARRANTY | % PREFERENCE LAW | PRICE | DELIVERY TIME
PR-177 AT PR-838
1 | N/A | PERFORM CIVIL AND ELECTRICAL DESIGN TO PROVIDE A PHOTOVOLTAIC POWER BACK-UP SYSTEM FOR THE TRAFFIC SIGNAL | Lump Sum
2 | 151 | MOBILIZATION | Lump Sum by Intersection
3 | 202 | REMOVAL OF STRUCTURES AND OBSTRUCTIONS | Lump Sum
4 | 635 | PREPA/LUMA DISTRIBUTION STANDARD K-3-7-1 | Each
5 | 635 | PREPA/LUMA DISTRIBUTION STANDARD URD 4 | Each
6 | 638 | CONSTRUCTION SIGNS | Square Meter
7 | 638 | DRUMS | Each
8 | 638 | FLASHING ARROW SIGNS | Daily
9 | 654 | MAINT & REMOVAL OF EXISTING TRAFFIC SIGNAL SYSTEM | Lump Sum
10 | 654 | STANDARD TRAFFIC SIGNAL HEAD 3-S-V LED | Each
11 | 654 | TRAFFIC SIGNAL HEAD STD 3-L-V LED CONFIGURATION | Each
12 | 654 | CONDUCTOR 5-NO. 14 AWG RHH | Lineal Meter
13 | 654 | ADVANCED TRAFFIC SIGNAL CONTROLLER ASSEMBLY (TS-2, TYPE 2) FULLY ACTUATED | Each
14 | 654 | 2 INCH PVC CONDUIT SCHEDULE 40 | Lineal Meter
15 | 654 | 4 INCH PVC CONDUIT SCHEDULE 40 | Lineal Meter
16 | 654 | CONDUCTOR CABLE NO. 6 AWG | Lineal Meter
17 | 654 | TRAFFIC COUNTS, ADJUSTMENT AND FINE TUNING | Lump Sum
18 | 654 | CONCRETE PULL BOX 30X30 | Each
19 | 654 | CONDUCTOR NO. 2 RHH COPPER XLP | Lineal Meter
20 | 654 | VIDEO IMAGE PROCESSOR | Each
21 | 654 | VIDEO SYSTEM COMMUNIUCATION MODULE | Each
22 | 654 | COAXIAL AND POWER CABLE | Lineal Meter
23 | 654 | VIDEO DETECTION CAMERA | Each
24 | 654 | VIDEO CAMERA SURGE SUPPRESOR | Each
25 | 654 | STANDARD LED TRAFFIC SIGNAL HEAD, 12" CONTINUOUS MOVEMENT | Each
26 | 654 | TRAFFIC SIGNAL SUPPORT MAST ARM TYPE 20’ | Each
27 | 654 | TRAFFIC SIGNAL SUPPORT MAST ARM TYPE 50’ | Each
28 | 654 | TRAFFIC SIGNAL SUPPORT MAST ARM TYPE 55’ | Each
29 | 654 | TRAFFIC SIGNAL SUPPORT MAST ARM TYPE 60’ | Each
30 | 661 | PROJECT FUNDING SIGN | Each
31 | 635, 931,932 | ALLOWANCES | 6500
32 | 888 | SOLAR PANEL ARRAY (TYPE) | Each
33 | 888 | INVERTER/CHARGER | Each
34 | 888 | MPPT 60 AMP | Each
35 | 888 | CONNECTION CABLES | Lineal Meter
36 | 888 | CIRCUIT BREAKER | Each
37 | 888 | BATTERIES 12V 115 AH | Each
38 | 888 | MC4 | Each
Total Price ______________________________
Name Of the Bidder: _______________________________________________________ Sign Of the Bidder: ____________________________________________________

## PR-199 AT BELLAS ARTES (21)
AMENDED BID WORKSHEET I REQUEST FOR SEALED PROPOSAL NUMBER 22J-08376 DESIGN, ACQUISITION AND INSTALLATION OF A BACK-UP SOLAR ENERGY SYSTEM OF SEVERAL TRAFFIC LIGHTS FOR THE DEPARTMENT OF TRANSPORTATION AND PUBLIC WORKS (DTOP FOR HIS ACRONYMS IN SPANISH)
LINE | SPEC | DESCRIPTION | QUANTITIES | BRAND | MODEL | WARRANTY | % PREFERENCE LAW | PRICE | DELIVERY TIME
PR-199 AT BELLAS ARTES
1 | N/A | PERFORM CIVIL AND ELECTRICAL DESIGN TO PROVIDE A PHOTOVOLTAIC POWER BACK-UP SYSTEM FOR THE TRAFFIC SIGNAL | Lump Sum
2 | 151 | MOBILIZATION | Lump Sum by Intersection
3 | 202 | REMOVAL OF STRUCTURES AND OBSTRUCTIONS | Lump Sum
4 | 635 | PREPA/LUMA DISTRIBUTION STANDARD K-3-7-1 | Each
5 | 635 | PREPA/LUMA DISTRIBUTION STANDARD URD 4 | Each
6 | 638 | CONSTRUCTION SIGNS | Square Meter
7 | 638 | DRUMS | Each
8 | 638 | FLASHING ARROW SIGNS | Daily
9 | 654 | MAINT & REMOVAL OF EXISTING TRAFFIC SIGNAL SYSTEM | Lump Sum
10 | 654 | STANDARD TRAFFIC SIGNAL HEAD 3-S-V LED | Each
11 | 654 | TRAFFIC SIGNAL HEAD STD 3-L-V LED CONFIGURATION | Each
12 | 654 | CONDUCTOR 5-NO. 14 AWG RHH | Lineal Meter
13 | 654 | ADVANCED TRAFFIC SIGNAL CONTROLLER ASSEMBLY (TS-2, TYPE 2) FULLY ACTUATED | Each
14 | 654 | 2 INCH PVC CONDUIT SCHEDULE 40 | Lineal Meter
15 | 654 | 4 INCH PVC CONDUIT SCHEDULE 40 | Lineal Meter
16 | 654 | CONDUCTOR CABLE NO. 6 AWG | Lineal Meter
17 | 654 | TRAFFIC COUNTS, ADJUSTMENT AND FINE TUNING | Lump Sum
18 | 654 | CONCRETE PULL BOX 30X30 | Each
19 | 654 | CONDUCTOR NO. 2 RHH COPPER XLP | Lineal Meter
20 | 654 | VIDEO IMAGE PROCESSOR | Each
21 | 654 | VIDEO SYSTEM COMMUNIUCATION MODULE | Each
22 | 654 | COAXIAL AND POWER CABLE | Lineal Meter
23 | 654 | VIDEO DETECTION CAMERA | Each
24 | 654 | VIDEO CAMERA SURGE SUPPRESOR | Each
25 | 654 | STANDARD LED TRAFFIC SIGNAL HEAD, 12" CONTINUOUS MOVEMENT | Each
26 | 654 | TRAFFIC SIGNAL SUPPORT MAST ARM TYPE 20’ | Each
27 | 654 | TRAFFIC SIGNAL SUPPORT MAST ARM TYPE 50’ | Each
28 | 654 | TRAFFIC SIGNAL SUPPORT MAST ARM TYPE 55’ | Each
29 | 654 | TRAFFIC SIGNAL SUPPORT MAST ARM TYPE 60’ | Each
30 | 661 | PROJECT FUNDING SIGN | Each
31 | 635, 931,932 | ALLOWANCES | 6500
32 | 888 | SOLAR PANEL ARRAY (TYPE) | Each
33 | 888 | INVERTER/CHARGER | Each
34 | 888 | MPPT 60 AMP | Each
35 | 888 | CONNECTION CABLES | Lineal Meter
36 | 888 | CIRCUIT BREAKER | Each
37 | 888 | BATTERIES 12V 115 AH | Each
38 | 888 | MC4 | Each
Total Price ______________________________
Name Of the Bidder: _______________________________________________________ Sign Of the Bidder: ____________________________________________________

## PR-165 AT PR-22 (22)
AMENDED BID WORKSHEET I REQUEST FOR SEALED PROPOSAL NUMBER 22J-08376 DESIGN, ACQUISITION AND INSTALLATION OF A BACK-UP SOLAR ENERGY SYSTEM OF SEVERAL TRAFFIC LIGHTS FOR THE DEPARTMENT OF TRANSPORTATION AND PUBLIC WORKS (DTOP FOR HIS ACRONYMS IN SPANISH)
LINE | SPEC | DESCRIPTION | QUANTITIES | BRAND | MODEL | WARRANTY | % PREFERENCE LAW | PRICE | DELIVERY TIME
PR-165 AT PR-22
1 | N/A | PERFORM CIVIL AND ELECTRICAL DESIGN TO PROVIDE A PHOTOVOLTAIC POWER BACK-UP SYSTEM FOR THE TRAFFIC SIGNAL | Lump Sum
2 | 151 | MOBILIZATION | Lump Sum by Intersection
3 | 202 | REMOVAL OF STRUCTURES AND OBSTRUCTIONS | Lump Sum
4 | 635 | PREPA/LUMA DISTRIBUTION STANDARD K-3-7-1 | Each
5 | 635 | PREPA/LUMA DISTRIBUTION STANDARD URD 4 | Each
6 | 638 | CONSTRUCTION SIGNS | Square Meter
7 | 638 | DRUMS | Each
8 | 638 | FLASHING ARROW SIGNS | Daily
9 | 654 | MAINT & REMOVAL OF EXISTING TRAFFIC SIGNAL SYSTEM | Lump Sum
10 | 654 | STANDARD TRAFFIC SIGNAL HEAD 3-S-V LED | Each
11 | 654 | TRAFFIC SIGNAL HEAD STD 3-L-V LED CONFIGURATION | Each
12 | 654 | CONDUCTOR 5-NO. 14 AWG RHH | Lineal Meter
13 | 654 | ADVANCED TRAFFIC SIGNAL CONTROLLER ASSEMBLY (TS-2, TYPE 2) FULLY ACTUATED | Each
14 | 654 | 2 INCH PVC CONDUIT SCHEDULE 40 | Lineal Meter
15 | 654 | 4 INCH PVC CONDUIT SCHEDULE 40 | Lineal Meter
16 | 654 | CONDUCTOR CABLE NO. 6 AWG | Lineal Meter
17 | 654 | TRAFFIC COUNTS, ADJUSTMENT AND FINE TUNING | Lump Sum
18 | 654 | CONCRETE PULL BOX 30X30 | Each
19 | 654 | CONDUCTOR NO. 2 RHH COPPER XLP | Lineal Meter
20 | 654 | VIDEO IMAGE PROCESSOR | Each
21 | 654 | VIDEO SYSTEM COMMUNIUCATION MODULE | Each
22 | 654 | COAXIAL AND POWER CABLE | Lineal Meter
23 | 654 | VIDEO DETECTION CAMERA | Each
24 | 654 | VIDEO CAMERA SURGE SUPPRESOR | Each
25 | 654 | STANDARD LED TRAFFIC SIGNAL HEAD, 12" CONTINUOUS MOVEMENT | Each
26 | 654 | TRAFFIC SIGNAL SUPPORT MAST ARM TYPE 20’ | Each
27 | 654 | TRAFFIC SIGNAL SUPPORT MAST ARM TYPE 50’ | Each
28 | 654 | TRAFFIC SIGNAL SUPPORT MAST ARM TYPE 55’ | Each
29 | 654 | TRAFFIC SIGNAL SUPPORT MAST ARM TYPE 60’ | Each
30 | 661 | PROJECT FUNDING SIGN | Each
31 | 635, 931,932 | ALLOWANCES | 6500
32 | 888 | SOLAR PANEL ARRAY (TYPE) | Each
33 | 888 | INVERTER/CHARGER | Each
34 | 888 | MPPT 60 AMP | Each
35 | 888 | CONNECTION CABLES | Lineal Meter
36 | 888 | CIRCUIT BREAKER | Each
37 | 888 | BATTERIES 12V 115 AH | Each
38 | 888 | MC4 | Each
Total Price ______________________________
Name Of the Bidder: _______________________________________________________ Sign Of the Bidder: ____________________________________________________

## PR-165 AT PR-28 (23)
AMENDED BID WORKSHEET I REQUEST FOR SEALED PROPOSAL NUMBER 22J-08376 DESIGN, ACQUISITION AND INSTALLATION OF A BACK-UP SOLAR ENERGY SYSTEM OF SEVERAL TRAFFIC LIGHTS FOR THE DEPARTMENT OF TRANSPORTATION AND PUBLIC WORKS (DTOP FOR HIS ACRONYMS IN SPANISH)
LINE | SPEC | DESCRIPTION | QUANTITIES | BRAND | MODEL | WARRANTY | % PREFERENCE LAW | PRICE | DELIVERY TIME
PR-165 AT PR-28
1 | N/A | PERFORM CIVIL AND ELECTRICAL DESIGN TO PROVIDE A PHOTOVOLTAIC POWER BACK-UP SYSTEM FOR THE TRAFFIC SIGNAL | Lump Sum
2 | 151 | MOBILIZATION | Lump Sum by Intersection
3 | 202 | REMOVAL OF STRUCTURES AND OBSTRUCTIONS | Lump Sum
4 | 635 | PREPA/LUMA DISTRIBUTION STANDARD K-3-7-1 | Each
5 | 635 | PREPA/LUMA DISTRIBUTION STANDARD URD 4 | Each
6 | 638 | CONSTRUCTION SIGNS | Square Meter
7 | 638 | DRUMS | Each
8 | 638 | FLASHING ARROW SIGNS | Daily
9 | 654 | MAINT & REMOVAL OF EXISTING TRAFFIC SIGNAL SYSTEM | Lump Sum
10 | 654 | STANDARD TRAFFIC SIGNAL HEAD 3-S-V LED | Each
11 | 654 | TRAFFIC SIGNAL HEAD STD 3-L-V LED CONFIGURATION | Each
12 | 654 | CONDUCTOR 5-NO. 14 AWG RHH | Lineal Meter
13 | 654 | ADVANCED TRAFFIC SIGNAL CONTROLLER ASSEMBLY (TS-2, TYPE 2) FULLY ACTUATED | Each
14 | 654 | 2 INCH PVC CONDUIT SCHEDULE 40 | Lineal Meter
15 | 654 | 4 INCH PVC CONDUIT SCHEDULE 40 | Lineal Meter
16 | 654 | CONDUCTOR CABLE NO. 6 AWG | Lineal Meter
17 | 654 | TRAFFIC COUNTS, ADJUSTMENT AND FINE TUNING | Lump Sum
18 | 654 | CONCRETE PULL BOX 30X30 | Each
19 | 654 | CONDUCTOR NO. 2 RHH COPPER XLP | Lineal Meter
20 | 654 | VIDEO IMAGE PROCESSOR | Each
21 | 654 | VIDEO SYSTEM COMMUNIUCATION MODULE | Each
22 | 654 | COAXIAL AND POWER CABLE | Lineal Meter
23 | 654 | VIDEO DETECTION CAMERA | Each
24 | 654 | VIDEO CAMERA SURGE SUPPRESOR | Each
25 | 654 | STANDARD LED TRAFFIC SIGNAL HEAD, 12" CONTINUOUS MOVEMENT | Each
26 | 654 | TRAFFIC SIGNAL SUPPORT MAST ARM TYPE 20’ | Each
27 | 654 | TRAFFIC SIGNAL SUPPORT MAST ARM TYPE 50’ | Each
28 | 654 | TRAFFIC SIGNAL SUPPORT MAST ARM TYPE 55’ | Each
29 | 654 | TRAFFIC SIGNAL SUPPORT MAST ARM TYPE 60’ | Each
30 | 661 | PROJECT FUNDING SIGN | Each
31 | 635, 931,932 | ALLOWANCES | 6500
32 | 888 | SOLAR PANEL ARRAY (TYPE) | Each
33 | 888 | INVERTER/CHARGER | Each
34 | 888 | MPPT 60 AMP | Each
35 | 888 | CONNECTION CABLES | Lineal Meter
36 | 888 | CIRCUIT BREAKER | Each
37 | 888 | BATTERIES 12V 115 AH | Each
38 | 888 | MC4 | Each
Total Price ______________________________
Name Of the Bidder: _______________________________________________________ Sign Of the Bidder: ____________________________________________________

## PR-1 AT PR-798 (24)
AMENDED BID WORKSHEET I REQUEST FOR SEALED PROPOSAL NUMBER 22J-08376 DESIGN, ACQUISITION AND INSTALLATION OF A BACK-UP SOLAR ENERGY SYSTEM OF SEVERAL TRAFFIC LIGHTS FOR THE DEPARTMENT OF TRANSPORTATION AND PUBLIC WORKS (DTOP FOR HIS ACRONYMS IN SPANISH)
LINE | SPEC | DESCRIPTION | QUANTITIES | BRAND | MODEL | WARRANTY | % PREFERENCE LAW | PRICE | DELIVERY TIME
PR-1 AT PR-798
1 | N/A | PERFORM CIVIL AND ELECTRICAL DESIGN TO PROVIDE A PHOTOVOLTAIC POWER BACK-UP SYSTEM FOR THE TRAFFIC SIGNAL | Lump Sum
2 | 151 | MOBILIZATION | Lump Sum by Intersection
3 | 202 | REMOVAL OF STRUCTURES AND OBSTRUCTIONS | Lump Sum
4 | 635 | PREPA/LUMA DISTRIBUTION STANDARD K-3-7-1 | Each
5 | 635 | PREPA/LUMA DISTRIBUTION STANDARD URD 4 | Each
6 | 638 | CONSTRUCTION SIGNS | Square Meter
7 | 638 | DRUMS | Each
8 | 638 | FLASHING ARROW SIGNS | Daily
9 | 654 | MAINT & REMOVAL OF EXISTING TRAFFIC SIGNAL SYSTEM | Lump Sum
10 | 654 | STANDARD TRAFFIC SIGNAL HEAD 3-S-V LED | Each
11 | 654 | TRAFFIC SIGNAL HEAD STD 3-L-V LED CONFIGURATION | Each
12 | 654 | CONDUCTOR 5-NO. 14 AWG RHH | Lineal Meter
13 | 654 | ADVANCED TRAFFIC SIGNAL CONTROLLER ASSEMBLY (TS-2, TYPE 2) FULLY ACTUATED | Each
14 | 654 | 2 INCH PVC CONDUIT SCHEDULE 40 | Lineal Meter
15 | 654 | 4 INCH PVC CONDUIT SCHEDULE 40 | Lineal Meter
16 | 654 | CONDUCTOR CABLE NO. 6 AWG | Lineal Meter
17 | 654 | TRAFFIC COUNTS, ADJUSTMENT AND FINE TUNING | Lump Sum
18 | 654 | CONCRETE PULL BOX 30X30 | Each
19 | 654 | CONDUCTOR NO. 2 RHH COPPER XLP | Lineal Meter
20 | 654 | VIDEO IMAGE PROCESSOR | Each
21 | 654 | VIDEO SYSTEM COMMUNIUCATION MODULE | Each
22 | 654 | COAXIAL AND POWER CABLE | Lineal Meter
23 | 654 | VIDEO DETECTION CAMERA | Each
24 | 654 | VIDEO CAMERA SURGE SUPPRESOR | Each
25 | 654 | STANDARD LED TRAFFIC SIGNAL HEAD, 12" CONTINUOUS MOVEMENT | Each
26 | 654 | TRAFFIC SIGNAL SUPPORT MAST ARM TYPE 20’ | Each
27 | 654 | TRAFFIC SIGNAL SUPPORT MAST ARM TYPE 50’ | Each
28 | 654 | TRAFFIC SIGNAL SUPPORT MAST ARM TYPE 55’ | Each
29 | 654 | TRAFFIC SIGNAL SUPPORT MAST ARM TYPE 60’ | Each
30 | 661 | PROJECT FUNDING SIGN | Each
31 | 635, 931,932 | ALLOWANCES | 6500
32 | 888 | SOLAR PANEL ARRAY (TYPE) | Each
33 | 888 | INVERTER/CHARGER | Each
34 | 888 | MPPT 60 AMP | Each
35 | 888 | CONNECTION CABLES | Lineal Meter
36 | 888 | CIRCUIT BREAKER | Each
37 | 888 | BATTERIES 12V 115 AH | Each
38 | 888 | MC4 | Each
Total Price ______________________________
Name Of the Bidder: _______________________________________________________ Sign Of the Bidder: ____________________________________________________

## PR-1 AT PR-30 (25)
AMENDED BID WORKSHEET I REQUEST FOR SEALED PROPOSAL NUMBER 22J-08376 DESIGN, ACQUISITION AND INSTALLATION OF A BACK-UP SOLAR ENERGY SYSTEM OF SEVERAL TRAFFIC LIGHTS FOR THE DEPARTMENT OF TRANSPORTATION AND PUBLIC WORKS (DTOP FOR HIS ACRONYMS IN SPANISH)
LINE | SPEC | DESCRIPTION | QUANTITIES | BRAND | MODEL | WARRANTY | % PREFERENCE LAW | PRICE | DELIVERY TIME
PR-1 AT PR-30
1 | N/A | PERFORM CIVIL AND ELECTRICAL DESIGN TO PROVIDE A PHOTOVOLTAIC POWER BACK-UP SYSTEM FOR THE TRAFFIC SIGNAL | Lump Sum
2 | 151 | MOBILIZATION | Lump Sum by Intersection
3 | 202 | REMOVAL OF STRUCTURES AND OBSTRUCTIONS | Lump Sum
4 | 635 | PREPA/LUMA DISTRIBUTION STANDARD K-3-7-1 | Each
5 | 635 | PREPA/LUMA DISTRIBUTION STANDARD URD 4 | Each
6 | 638 | CONSTRUCTION SIGNS | Square Meter
7 | 638 | DRUMS | Each
8 | 638 | FLASHING ARROW SIGNS | Daily
9 | 654 | MAINT & REMOVAL OF EXISTING TRAFFIC SIGNAL SYSTEM | Lump Sum
10 | 654 | STANDARD TRAFFIC SIGNAL HEAD 3-S-V LED | Each
11 | 654 | TRAFFIC SIGNAL HEAD STD 3-L-V LED CONFIGURATION | Each
12 | 654 | CONDUCTOR 5-NO. 14 AWG RHH | Lineal Meter
13 | 654 | ADVANCED TRAFFIC SIGNAL CONTROLLER ASSEMBLY (TS-2, TYPE 2) FULLY ACTUATED | Each
14 | 654 | 2 INCH PVC CONDUIT SCHEDULE 40 | Lineal Meter
15 | 654 | 4 INCH PVC CONDUIT SCHEDULE 40 | Lineal Meter
16 | 654 | CONDUCTOR CABLE NO. 6 AWG | Lineal Meter
17 | 654 | TRAFFIC COUNTS, ADJUSTMENT AND FINE TUNING | Lump Sum
18 | 654 | CONCRETE PULL BOX 30X30 | Each
19 | 654 | CONDUCTOR NO. 2 RHH COPPER XLP | Lineal Meter
20 | 654 | VIDEO IMAGE PROCESSOR | Each
21 | 654 | VIDEO SYSTEM COMMUNIUCATION MODULE | Each
22 | 654 | COAXIAL AND POWER CABLE | Lineal Meter
23 | 654 | VIDEO DETECTION CAMERA | Each
24 | 654 | VIDEO CAMERA SURGE SUPPRESOR | Each
25 | 654 | STANDARD LED TRAFFIC SIGNAL HEAD, 12" CONTINUOUS MOVEMENT | Each
26 | 654 | TRAFFIC SIGNAL SUPPORT MAST ARM TYPE 20’ | Each
27 | 654 | TRAFFIC SIGNAL SUPPORT MAST ARM TYPE 50’ | Each
28 | 654 | TRAFFIC SIGNAL SUPPORT MAST ARM TYPE 55’ | Each
29 | 654 | TRAFFIC SIGNAL SUPPORT MAST ARM TYPE 60’ | Each
30 | 661 | PROJECT FUNDING SIGN | Each
31 | 635, 931,932 | ALLOWANCES | 6500
32 | 888 | SOLAR PANEL ARRAY (TYPE) | Each
33 | 888 | INVERTER/CHARGER | Each
34 | 888 | MPPT 60 AMP | Each
35 | 888 | CONNECTION CABLES | Lineal Meter
36 | 888 | CIRCUIT BREAKER | Each
37 | 888 | BATTERIES 12V 115 AH | Each
38 | 888 | MC4 | Each
Total Price ______________________________
Name Of the Bidder: _______________________________________________________ Sign Of the Bidder: ____________________________________________________

## PR-1 AT AVE. DEGETAU (26)
AMENDED BID WORKSHEET I REQUEST FOR SEALED PROPOSAL NUMBER 22J-08376 DESIGN, ACQUISITION AND INSTALLATION OF A BACK-UP SOLAR ENERGY SYSTEM OF SEVERAL TRAFFIC LIGHTS FOR THE DEPARTMENT OF TRANSPORTATION AND PUBLIC WORKS (DTOP FOR HIS ACRONYMS IN SPANISH)
LINE | SPEC | DESCRIPTION | QUANTITIES | BRAND | MODEL | WARRANTY | % PREFERENCE LAW | PRICE | DELIVERY TIME
PR-1 AT AVE. DEGATAU
1 | N/A | PERFORM CIVIL AND ELECTRICAL DESIGN TO PROVIDE A PHOTOVOLTAIC POWER BACK-UP SYSTEM FOR THE TRAFFIC SIGNAL | Lump Sum
2 | 151 | MOBILIZATION | Lump Sum by Intersection
3 | 202 | REMOVAL OF STRUCTURES AND OBSTRUCTIONS | Lump Sum
4 | 635 | PREPA/LUMA DISTRIBUTION STANDARD K-3-7-1 | Each
5 | 635 | PREPA/LUMA DISTRIBUTION STANDARD URD 4 | Each
6 | 638 | CONSTRUCTION SIGNS | Square Meter
7 | 638 | DRUMS | Each
8 | 638 | FLASHING ARROW SIGNS | Daily
9 | 654 | MAINT & REMOVAL OF EXISTING TRAFFIC SIGNAL SYSTEM | Lump Sum
10 | 654 | STANDARD TRAFFIC SIGNAL HEAD 3-S-V LED | Each
11 | 654 | TRAFFIC SIGNAL HEAD STD 3-L-V LED CONFIGURATION | Each
12 | 654 | CONDUCTOR 5-NO. 14 AWG RHH | Lineal Meter
13 | 654 | ADVANCED TRAFFIC SIGNAL CONTROLLER ASSEMBLY (TS-2, TYPE 2) FULLY ACTUATED | Each
14 | 654 | 2 INCH PVC CONDUIT SCHEDULE 40 | Lineal Meter
15 | 654 | 4 INCH PVC CONDUIT SCHEDULE 40 | Lineal Meter
16 | 654 | CONDUCTOR CABLE NO. 6 AWG | Lineal Meter
17 | 654 | TRAFFIC COUNTS, ADJUSTMENT AND FINE TUNING | Lump Sum
18 | 654 | CONCRETE PULL BOX 30X30 | Each
19 | 654 | CONDUCTOR NO. 2 RHH COPPER XLP | Lineal Meter
20 | 654 | VIDEO IMAGE PROCESSOR | Each
21 | 654 | VIDEO SYSTEM COMMUNIUCATION MODULE | Each
22 | 654 | COAXIAL AND POWER CABLE | Lineal Meter
23 | 654 | VIDEO DETECTION CAMERA | Each
24 | 654 | VIDEO CAMERA SURGE SUPPRESOR | Each
25 | 654 | STANDARD LED TRAFFIC SIGNAL HEAD, 12" CONTINUOUS MOVEMENT | Each
26 | 654 | TRAFFIC SIGNAL SUPPORT MAST ARM TYPE 20’ | Each
27 | 654 | TRAFFIC SIGNAL SUPPORT MAST ARM TYPE 50’ | Each
28 | 654 | TRAFFIC SIGNAL SUPPORT MAST ARM TYPE 55’ | Each
29 | 654 | TRAFFIC SIGNAL SUPPORT MAST ARM TYPE 60’ | Each
30 | 661 | PROJECT FUNDING SIGN | Each
31 | 635, 931,932 | ALLOWANCES | 6500
32 | 888 | SOLAR PANEL ARRAY (TYPE) | Each
33 | 888 | INVERTER/CHARGER | Each
34 | 888 | MPPT 60 AMP | Each
35 | 888 | CONNECTION CABLES | Lineal Meter
36 | 888 | CIRCUIT BREAKER | Each
37 | 888 | BATTERIES 12V 115 AH | Each
38 | 888 | MC4 | Each
Total Price ______________________________
Name Of the Bidder: _______________________________________________________ Sign Of the Bidder: ____________________________________________________

## PR-1 AT PR-33-PR-189 (27)
AMENDED BID WORKSHEET I REQUEST FOR SEALED PROPOSAL NUMBER 22J-08376 DESIGN, ACQUISITION AND INSTALLATION OF A BACK-UP SOLAR ENERGY SYSTEM OF SEVERAL TRAFFIC LIGHTS FOR THE DEPARTMENT OF TRANSPORTATION AND PUBLIC WORKS (DTOP FOR HIS ACRONYMS IN SPANISH)
LINE | SPEC | DESCRIPTION | QUANTITIES | BRAND | MODEL | WARRANTY | % PREFERENCE LAW | PRICE | DELIVERY TIME
PR-1 AT PR-33/PR-189
1 | N/A | PERFORM CIVIL AND ELECTRICAL DESIGN TO PROVIDE A PHOTOVOLTAIC POWER BACK-UP SYSTEM FOR THE TRAFFIC SIGNAL | Lump Sum
2 | 151 | MOBILIZATION | Lump Sum by Intersection
3 | 202 | REMOVAL OF STRUCTURES AND OBSTRUCTIONS | Lump Sum
4 | 635 | PREPA/LUMA DISTRIBUTION STANDARD K-3-7-1 | Each
5 | 635 | PREPA/LUMA DISTRIBUTION STANDARD URD 4 | Each
6 | 638 | CONSTRUCTION SIGNS | Square Meter
7 | 638 | DRUMS | Each
8 | 638 | FLASHING ARROW SIGNS | Daily
9 | 654 | MAINT & REMOVAL OF EXISTING TRAFFIC SIGNAL SYSTEM | Lump Sum
10 | 654 | STANDARD TRAFFIC SIGNAL HEAD 3-S-V LED | Each
11 | 654 | TRAFFIC SIGNAL HEAD STD 3-L-V LED CONFIGURATION | Each
12 | 654 | CONDUCTOR 5-NO. 14 AWG RHH | Lineal Meter
13 | 654 | ADVANCED TRAFFIC SIGNAL CONTROLLER ASSEMBLY (TS-2, TYPE 2) FULLY ACTUATED | Each
14 | 654 | 2 INCH PVC CONDUIT SCHEDULE 40 | Lineal Meter
15 | 654 | 4 INCH PVC CONDUIT SCHEDULE 40 | Lineal Meter
16 | 654 | CONDUCTOR CABLE NO. 6 AWG | Lineal Meter
17 | 654 | TRAFFIC COUNTS, ADJUSTMENT AND FINE TUNING | Lump Sum
18 | 654 | CONCRETE PULL BOX 30X30 | Each
19 | 654 | CONDUCTOR NO. 2 RHH COPPER XLP | Lineal Meter
20 | 654 | VIDEO IMAGE PROCESSOR | Each
21 | 654 | VIDEO SYSTEM COMMUNIUCATION MODULE | Each
22 | 654 | COAXIAL AND POWER CABLE | Lineal Meter
23 | 654 | VIDEO DETECTION CAMERA | Each
24 | 654 | VIDEO CAMERA SURGE SUPPRESOR | Each
25 | 654 | STANDARD LED TRAFFIC SIGNAL HEAD, 12" CONTINUOUS MOVEMENT | Each
26 | 654 | TRAFFIC SIGNAL SUPPORT MAST ARM TYPE 20’ | Each
27 | 654 | TRAFFIC SIGNAL SUPPORT MAST ARM TYPE 50’ | Each
28 | 654 | TRAFFIC SIGNAL SUPPORT MAST ARM TYPE 55’ | Each
29 | 654 | TRAFFIC SIGNAL SUPPORT MAST ARM TYPE 60’ | Each
30 | 661 | PROJECT FUNDING SIGN | Each
31 | 635, 931,932 | ALLOWANCES | 6500
32 | 888 | SOLAR PANEL ARRAY (TYPE) | Each
33 | 888 | INVERTER/CHARGER | Each
34 | 888 | MPPT 60 AMP | Each
35 | 888 | CONNECTION CABLES | Lineal Meter
36 | 888 | CIRCUIT BREAKER | Each
37 | 888 | BATTERIES 12V 115 AH | Each
38 | 888 | MC4 | Each
Total Price ______________________________
Name Of the Bidder: _______________________________________________________ Sign Of the Bidder: ____________________________________________________

## PR-1 AT BAIROA (28)
AMENDED BID WORKSHEET I REQUEST FOR SEALED PROPOSAL NUMBER 22J-08376 DESIGN, ACQUISITION AND INSTALLATION OF A BACK-UP SOLAR ENERGY SYSTEM OF SEVERAL TRAFFIC LIGHTS FOR THE DEPARTMENT OF TRANSPORTATION AND PUBLIC WORKS (DTOP FOR HIS ACRONYMS IN SPANISH)
LINE | SPEC | DESCRIPTION | QUANTITIES | BRAND | MODEL | WARRANTY | % PREFERENCE LAW | PRICE | DELIVERY TIME
PR-1 AT BAIROA
1 | N/A | PERFORM CIVIL AND ELECTRICAL DESIGN TO PROVIDE A PHOTOVOLTAIC POWER BACK-UP SYSTEM FOR THE TRAFFIC SIGNAL | Lump Sum
2 | 151 | MOBILIZATION | Lump Sum by Intersection
3 | 202 | REMOVAL OF STRUCTURES AND OBSTRUCTIONS | Lump Sum
4 | 635 | PREPA/LUMA DISTRIBUTION STANDARD K-3-7-1 | Each
5 | 635 | PREPA/LUMA DISTRIBUTION STANDARD URD 4 | Each
6 | 638 | CONSTRUCTION SIGNS | Square Meter
7 | 638 | DRUMS | Each
8 | 638 | FLASHING ARROW SIGNS | Daily
9 | 654 | MAINT & REMOVAL OF EXISTING TRAFFIC SIGNAL SYSTEM | Lump Sum
10 | 654 | STANDARD TRAFFIC SIGNAL HEAD 3-S-V LED | Each
11 | 654 | TRAFFIC SIGNAL HEAD STD 3-L-V LED CONFIGURATION | Each
12 | 654 | CONDUCTOR 5-NO. 14 AWG RHH | Lineal Meter
13 | 654 | ADVANCED TRAFFIC SIGNAL CONTROLLER ASSEMBLY (TS-2, TYPE 2) FULLY ACTUATED | Each
14 | 654 | 2 INCH PVC CONDUIT SCHEDULE 40 | Lineal Meter
15 | 654 | 4 INCH PVC CONDUIT SCHEDULE 40 | Lineal Meter
16 | 654 | CONDUCTOR CABLE NO. 6 AWG | Lineal Meter
17 | 654 | TRAFFIC COUNTS, ADJUSTMENT AND FINE TUNING | Lump Sum
18 | 654 | CONCRETE PULL BOX 30X30 | Each
19 | 654 | CONDUCTOR NO. 2 RHH COPPER XLP | Lineal Meter
20 | 654 | VIDEO IMAGE PROCESSOR | Each
21 | 654 | VIDEO SYSTEM COMMUNIUCATION MODULE | Each
22 | 654 | COAXIAL AND POWER CABLE | Lineal Meter
23 | 654 | VIDEO DETECTION CAMERA | Each
24 | 654 | VIDEO CAMERA SURGE SUPPRESOR | Each
25 | 654 | STANDARD LED TRAFFIC SIGNAL HEAD, 12" CONTINUOUS MOVEMENT | Each
26 | 654 | TRAFFIC SIGNAL SUPPORT MAST ARM TYPE 20’ | Each
27 | 654 | TRAFFIC SIGNAL SUPPORT MAST ARM TYPE 50’ | Each
28 | 654 | TRAFFIC SIGNAL SUPPORT MAST ARM TYPE 55’ | Each
29 | 654 | TRAFFIC SIGNAL SUPPORT MAST ARM TYPE 60’ | Each
30 | 661 | PROJECT FUNDING SIGN | Each
31 | 635, 931,932 | ALLOWANCES | 6500
32 | 888 | SOLAR PANEL ARRAY (TYPE) | Each
33 | 888 | INVERTER/CHARGER | Each
34 | 888 | MPPT 60 AMP | Each
35 | 888 | CONNECTION CABLES | Lineal Meter
36 | 888 | CIRCUIT BREAKER | Each
37 | 888 | BATTERIES 12V 115 AH | Each
38 | 888 | MC4 | Each
Total Price ______________________________
Name Of the Bidder: _______________________________________________________ Sign Of the Bidder: ____________________________________________________

## PR-1 AT PR-33 INTER (29)
AMENDED BID WORKSHEET I REQUEST FOR SEALED PROPOSAL NUMBER 22J-08376 DESIGN, ACQUISITION AND INSTALLATION OF A BACK-UP SOLAR ENERGY SYSTEM OF SEVERAL TRAFFIC LIGHTS FOR THE DEPARTMENT OF TRANSPORTATION AND PUBLIC WORKS (DTOP FOR HIS ACRONYMS IN SPANISH)
LINE | SPEC | DESCRIPTION | QUANTITIES | BRAND | MODEL | WARRANTY | % PREFERENCE LAW | PRICE | DELIVERY TIME
PR-1 AT PR-33 INTERAMERICANA
1 | N/A | PERFORM CIVIL AND ELECTRICAL DESIGN TO PROVIDE A PHOTOVOLTAIC POWER BACK-UP SYSTEM FOR THE TRAFFIC SIGNAL | Lump Sum
2 | 151 | MOBILIZATION | Lump Sum by Intersection
3 | 202 | REMOVAL OF STRUCTURES AND OBSTRUCTIONS | Lump Sum
4 | 635 | PREPA/LUMA DISTRIBUTION STANDARD K-3-7-1 | Each
5 | 635 | PREPA/LUMA DISTRIBUTION STANDARD URD 4 | Each
6 | 638 | CONSTRUCTION SIGNS | Square Meter
7 | 638 | DRUMS | Each
8 | 638 | FLASHING ARROW SIGNS | Daily
9 | 654 | MAINT & REMOVAL OF EXISTING TRAFFIC SIGNAL SYSTEM | Lump Sum
10 | 654 | STANDARD TRAFFIC SIGNAL HEAD 3-S-V LED | Each
11 | 654 | TRAFFIC SIGNAL HEAD STD 3-L-V LED CONFIGURATION | Each
12 | 654 | CONDUCTOR 5-NO. 14 AWG RHH | Lineal Meter
13 | 654 | ADVANCED TRAFFIC SIGNAL CONTROLLER ASSEMBLY (TS-2, TYPE 2) FULLY ACTUATED | Each
14 | 654 | 2 INCH PVC CONDUIT SCHEDULE 40 | Lineal Meter
15 | 654 | 4 INCH PVC CONDUIT SCHEDULE 40 | Lineal Meter
16 | 654 | CONDUCTOR CABLE NO. 6 AWG | Lineal Meter
17 | 654 | TRAFFIC COUNTS, ADJUSTMENT AND FINE TUNING | Lump Sum
18 | 654 | CONCRETE PULL BOX 30X30 | Each
19 | 654 | CONDUCTOR NO. 2 RHH COPPER XLP | Lineal Meter
20 | 654 | VIDEO IMAGE PROCESSOR | Each
21 | 654 | VIDEO SYSTEM COMMUNIUCATION MODULE | Each
22 | 654 | COAXIAL AND POWER CABLE | Lineal Meter
23 | 654 | VIDEO DETECTION CAMERA | Each
24 | 654 | VIDEO CAMERA SURGE SUPPRESOR | Each
25 | 654 | STANDARD LED TRAFFIC SIGNAL HEAD, 12" CONTINUOUS MOVEMENT | Each
26 | 654 | TRAFFIC SIGNAL SUPPORT MAST ARM TYPE 20’ | Each
27 | 654 | TRAFFIC SIGNAL SUPPORT MAST ARM TYPE 50’ | Each
28 | 654 | TRAFFIC SIGNAL SUPPORT MAST ARM TYPE 55’ | Each
29 | 654 | TRAFFIC SIGNAL SUPPORT MAST ARM TYPE 60’ | Each
30 | 661 | PROJECT FUNDING SIGN | Each
31 | 635, 931,932 | ALLOWANCES | 6500
32 | 888 | SOLAR PANEL ARRAY (TYPE) | Each
33 | 888 | INVERTER/CHARGER | Each
34 | 888 | MPPT 60 AMP | Each
35 | 888 | CONNECTION CABLES | Lineal Meter
36 | 888 | CIRCUIT BREAKER | Each
37 | 888 | BATTERIES 12V 115 AH | Each
38 | 888 | MC4 | Each
Total Price ______________________________
Name Of the Bidder: _______________________________________________________ Sign Of the Bidder: ____________________________________________________

## PR-181 AT PR-183 (30)
AMENDED BID WORKSHEET I REQUEST FOR SEALED PROPOSAL NUMBER 22J-08376 DESIGN, ACQUISITION AND INSTALLATION OF A BACK-UP SOLAR ENERGY SYSTEM OF SEVERAL TRAFFIC LIGHTS FOR THE DEPARTMENT OF TRANSPORTATION AND PUBLIC WORKS (DTOP FOR HIS ACRONYMS IN SPANISH)
LINE | SPEC | DESCRIPTION | QUANTITIES | BRAND | MODEL | WARRANTY | % PREFERENCE LAW | PRICE | DELIVERY TIME
PR-181 AT PR-183
1 | N/A | PERFORM CIVIL AND ELECTRICAL DESIGN TO PROVIDE A PHOTOVOLTAIC POWER BACK-UP SYSTEM FOR THE TRAFFIC SIGNAL | Lump Sum
2 | 151 | MOBILIZATION | Lump Sum by Intersection
3 | 202 | REMOVAL OF STRUCTURES AND OBSTRUCTIONS | Lump Sum
4 | 635 | PREPA/LUMA DISTRIBUTION STANDARD K-3-7-1 | Each
5 | 635 | PREPA/LUMA DISTRIBUTION STANDARD URD 4 | Each
6 | 638 | CONSTRUCTION SIGNS | Square Meter
7 | 638 | DRUMS | Each
8 | 638 | FLASHING ARROW SIGNS | Daily
9 | 654 | MAINT & REMOVAL OF EXISTING TRAFFIC SIGNAL SYSTEM | Lump Sum
10 | 654 | STANDARD TRAFFIC SIGNAL HEAD 3-S-V LED | Each
11 | 654 | TRAFFIC SIGNAL HEAD STD 3-L-V LED CONFIGURATION | Each
12 | 654 | CONDUCTOR 5-NO. 14 AWG RHH | Lineal Meter
13 | 654 | ADVANCED TRAFFIC SIGNAL CONTROLLER ASSEMBLY (TS-2, TYPE 2) FULLY ACTUATED | Each
14 | 654 | 2 INCH PVC CONDUIT SCHEDULE 40 | Lineal Meter
15 | 654 | 4 INCH PVC CONDUIT SCHEDULE 40 | Lineal Meter
16 | 654 | CONDUCTOR CABLE NO. 6 AWG | Lineal Meter
17 | 654 | TRAFFIC COUNTS, ADJUSTMENT AND FINE TUNING | Lump Sum
18 | 654 | CONCRETE PULL BOX 30X30 | Each
19 | 654 | CONDUCTOR NO. 2 RHH COPPER XLP | Lineal Meter
20 | 654 | VIDEO IMAGE PROCESSOR | Each
21 | 654 | VIDEO SYSTEM COMMUNIUCATION MODULE | Each
22 | 654 | COAXIAL AND POWER CABLE | Lineal Meter
23 | 654 | VIDEO DETECTION CAMERA | Each
24 | 654 | VIDEO CAMERA SURGE SUPPRESOR | Each
25 | 654 | STANDARD LED TRAFFIC SIGNAL HEAD, 12" CONTINUOUS MOVEMENT | Each
26 | 654 | TRAFFIC SIGNAL SUPPORT MAST ARM TYPE 20’ | Each
27 | 654 | TRAFFIC SIGNAL SUPPORT MAST ARM TYPE 50’ | Each
28 | 654 | TRAFFIC SIGNAL SUPPORT MAST ARM TYPE 55’ | Each
29 | 654 | TRAFFIC SIGNAL SUPPORT MAST ARM TYPE 60’ | Each
30 | 661 | PROJECT FUNDING SIGN | Each
31 | 635, 931,932 | ALLOWANCES | 6500
32 | 888 | SOLAR PANEL ARRAY (TYPE) | Each
33 | 888 | INVERTER/CHARGER | Each
34 | 888 | MPPT 60 AMP | Each
35 | 888 | CONNECTION CABLES | Lineal Meter
36 | 888 | CIRCUIT BREAKER | Each
37 | 888 | BATTERIES 12V 115 AH | Each
38 | 888 | MC4 | Each
Total Price ______________________________
Name Of the Bidder: _______________________________________________________ Sign Of the Bidder: ____________________________________________________

## PR-203 AT PR-181 (31)
AMENDED BID WORKSHEET I REQUEST FOR SEALED PROPOSAL NUMBER 22J-08376 DESIGN, ACQUISITION AND INSTALLATION OF A BACK-UP SOLAR ENERGY SYSTEM OF SEVERAL TRAFFIC LIGHTS FOR THE DEPARTMENT OF TRANSPORTATION AND PUBLIC WORKS (DTOP FOR HIS ACRONYMS IN SPANISH)
LINE | SPEC | DESCRIPTION | QUANTITIES | BRAND | MODEL | WARRANTY | % PREFERENCE LAW | PRICE | DELIVERY TIME
PR-203 AT PR-181
1 | N/A | PERFORM CIVIL AND ELECTRICAL DESIGN TO PROVIDE A PHOTOVOLTAIC POWER BACK-UP SYSTEM FOR THE TRAFFIC SIGNAL | Lump Sum
2 | 151 | MOBILIZATION | Lump Sum by Intersection
3 | 202 | REMOVAL OF STRUCTURES AND OBSTRUCTIONS | Lump Sum
4 | 635 | PREPA/LUMA DISTRIBUTION STANDARD K-3-7-1 | Each
5 | 635 | PREPA/LUMA DISTRIBUTION STANDARD URD 4 | Each
6 | 638 | CONSTRUCTION SIGNS | Square Meter
7 | 638 | DRUMS | Each
8 | 638 | FLASHING ARROW SIGNS | Daily
9 | 654 | MAINT & REMOVAL OF EXISTING TRAFFIC SIGNAL SYSTEM | Lump Sum
10 | 654 | STANDARD TRAFFIC SIGNAL HEAD 3-S-V LED | Each
11 | 654 | TRAFFIC SIGNAL HEAD STD 3-L-V LED CONFIGURATION | Each
12 | 654 | CONDUCTOR 5-NO. 14 AWG RHH | Lineal Meter
13 | 654 | ADVANCED TRAFFIC SIGNAL CONTROLLER ASSEMBLY (TS-2, TYPE 2) FULLY ACTUATED | Each
14 | 654 | 2 INCH PVC CONDUIT SCHEDULE 40 | Lineal Meter
15 | 654 | 4 INCH PVC CONDUIT SCHEDULE 40 | Lineal Meter
16 | 654 | CONDUCTOR CABLE NO. 6 AWG | Lineal Meter
17 | 654 | TRAFFIC COUNTS, ADJUSTMENT AND FINE TUNING | Lump Sum
18 | 654 | CONCRETE PULL BOX 30X30 | Each
19 | 654 | CONDUCTOR NO. 2 RHH COPPER XLP | Lineal Meter
20 | 654 | VIDEO IMAGE PROCESSOR | Each
21 | 654 | VIDEO SYSTEM COMMUNIUCATION MODULE | Each
22 | 654 | COAXIAL AND POWER CABLE | Lineal Meter
23 | 654 | VIDEO DETECTION CAMERA | Each
24 | 654 | VIDEO CAMERA SURGE SUPPRESOR | Each
25 | 654 | STANDARD LED TRAFFIC SIGNAL HEAD, 12" CONTINUOUS MOVEMENT | Each
26 | 654 | TRAFFIC SIGNAL SUPPORT MAST ARM TYPE 20’ | Each
27 | 654 | TRAFFIC SIGNAL SUPPORT MAST ARM TYPE 50’ | Each
28 | 654 | TRAFFIC SIGNAL SUPPORT MAST ARM TYPE 55’ | Each
29 | 654 | TRAFFIC SIGNAL SUPPORT MAST ARM TYPE 60’ | Each
30 | 661 | PROJECT FUNDING SIGN | Each
31 | 635, 931,932 | ALLOWANCES | 6500
32 | 888 | SOLAR PANEL ARRAY (TYPE) | Each
33 | 888 | INVERTER/CHARGER | Each
34 | 888 | MPPT 60 AMP | Each
35 | 888 | CONNECTION CABLES | Lineal Meter
36 | 888 | CIRCUIT BREAKER | Each
37 | 888 | BATTERIES 12V 115 AH | Each
38 | 888 | MC4 | Each
Total Price ______________________________
Name Of the Bidder: _______________________________________________________ Sign Of the Bidder: ____________________________________________________

## PR-2 AT PR-140 CRUCE DÁVILA(32)
AMENDED BID WORKSHEET I REQUEST FOR SEALED PROPOSAL NUMBER 22J-08376 DESIGN, ACQUISITION AND INSTALLATION OF A BACK-UP SOLAR ENERGY SYSTEM OF SEVERAL TRAFFIC LIGHTS FOR THE DEPARTMENT OF TRANSPORTATION AND PUBLIC WORKS (DTOP FOR HIS ACRONYMS IN SPANISH)
LINE | SPEC | DESCRIPTION | QUANTITIES | BRAND | MODEL | WARRANTY | % PREFERENCE LAW | PRICE | DELIVERY TIME
PR-2 AT PR-140 (CRUCE DÁVILA)
1 | N/A | PERFORM CIVIL AND ELECTRICAL DESIGN TO PROVIDE A PHOTOVOLTAIC POWER BACK-UP SYSTEM FOR THE TRAFFIC SIGNAL | Lump Sum
2 | 151 | MOBILIZATION | Lump Sum by Intersection
3 | 202 | REMOVAL OF STRUCTURES AND OBSTRUCTIONS | Lump Sum
4 | 635 | PREPA/LUMA DISTRIBUTION STANDARD K-3-7-1 | Each
5 | 635 | PREPA/LUMA DISTRIBUTION STANDARD URD 4 | Each
6 | 638 | CONSTRUCTION SIGNS | Square Meter
7 | 638 | DRUMS | Each
8 | 638 | FLASHING ARROW SIGNS | Daily
9 | 654 | MAINT & REMOVAL OF EXISTING TRAFFIC SIGNAL SYSTEM | Lump Sum
10 | 654 | STANDARD TRAFFIC SIGNAL HEAD 3-S-V LED | Each
11 | 654 | TRAFFIC SIGNAL HEAD STD 3-L-V LED CONFIGURATION | Each
12 | 654 | CONDUCTOR 5-NO. 14 AWG RHH | Lineal Meter
13 | 654 | ADVANCED TRAFFIC SIGNAL CONTROLLER ASSEMBLY (TS-2, TYPE 2) FULLY ACTUATED | Each
14 | 654 | 2 INCH PVC CONDUIT SCHEDULE 40 | Lineal Meter
15 | 654 | 4 INCH PVC CONDUIT SCHEDULE 40 | Lineal Meter
16 | 654 | CONDUCTOR CABLE NO. 6 AWG | Lineal Meter
17 | 654 | TRAFFIC COUNTS, ADJUSTMENT AND FINE TUNING | Lump Sum
18 | 654 | CONCRETE PULL BOX 30X30 | Each
19 | 654 | CONDUCTOR NO. 2 RHH COPPER XLP | Lineal Meter
20 | 654 | VIDEO IMAGE PROCESSOR | Each
21 | 654 | VIDEO SYSTEM COMMUNIUCATION MODULE | Each
22 | 654 | COAXIAL AND POWER CABLE | Lineal Meter
23 | 654 | VIDEO DETECTION CAMERA | Each
24 | 654 | VIDEO CAMERA SURGE SUPPRESOR | Each
25 | 654 | STANDARD LED TRAFFIC SIGNAL HEAD, 12" CONTINUOUS MOVEMENT | Each
26 | 654 | TRAFFIC SIGNAL SUPPORT MAST ARM TYPE 20’ | Each
27 | 654 | TRAFFIC SIGNAL SUPPORT MAST ARM TYPE 50’ | Each
28 | 654 | TRAFFIC SIGNAL SUPPORT MAST ARM TYPE 55’ | Each
29 | 654 | TRAFFIC SIGNAL SUPPORT MAST ARM TYPE 60’ | Each
30 | 661 | PROJECT FUNDING SIGN | Each
31 | 635, 931,932 | ALLOWANCES | 6500
32 | 888 | SOLAR PANEL ARRAY (TYPE) | Each
33 | 888 | INVERTER/CHARGER | Each
34 | 888 | MPPT 60 AMP | Each
35 | 888 | CONNECTION CABLES | Lineal Meter
36 | 888 | CIRCUIT BREAKER | Each
37 | 888 | BATTERIES 12V 115 AH | Each
38 | 888 | MC4 | Each
Total Price ______________________________
Name Of the Bidder: _______________________________________________________ Sign Of the Bidder: ____________________________________________________

## PR-2 AT PR-165-PR-693 (33)
AMENDED BID WORKSHEET I REQUEST FOR SEALED PROPOSAL NUMBER 22J-08376 DESIGN, ACQUISITION AND INSTALLATION OF A BACK-UP SOLAR ENERGY SYSTEM OF SEVERAL TRAFFIC LIGHTS FOR THE DEPARTMENT OF TRANSPORTATION AND PUBLIC WORKS (DTOP FOR HIS ACRONYMS IN SPANISH)
LINE | SPEC | DESCRIPTION | QUANTITIES | BRAND | MODEL | WARRANTY | % PREFERENCE LAW | PRICE | DELIVERY TIME
PR-2 AT PR-165/PR-693
1 | N/A | PERFORM CIVIL AND ELECTRICAL DESIGN TO PROVIDE A PHOTOVOLTAIC POWER BACK-UP SYSTEM FOR THE TRAFFIC SIGNAL | Lump Sum
2 | 151 | MOBILIZATION | Lump Sum by Intersection
3 | 202 | REMOVAL OF STRUCTURES AND OBSTRUCTIONS | Lump Sum
4 | 635 | PREPA/LUMA DISTRIBUTION STANDARD K-3-7-1 | Each
5 | 635 | PREPA/LUMA DISTRIBUTION STANDARD URD 4 | Each
6 | 638 | CONSTRUCTION SIGNS | Square Meter
7 | 638 | DRUMS | Each
8 | 638 | FLASHING ARROW SIGNS | Daily
9 | 654 | MAINT & REMOVAL OF EXISTING TRAFFIC SIGNAL SYSTEM | Lump Sum
10 | 654 | STANDARD TRAFFIC SIGNAL HEAD 3-S-V LED | Each
11 | 654 | TRAFFIC SIGNAL HEAD STD 3-L-V LED CONFIGURATION | Each
12 | 654 | CONDUCTOR 5-NO. 14 AWG RHH | Lineal Meter
13 | 654 | ADVANCED TRAFFIC SIGNAL CONTROLLER ASSEMBLY (TS-2, TYPE 2) FULLY ACTUATED | Each
14 | 654 | 2 INCH PVC CONDUIT SCHEDULE 40 | Lineal Meter
15 | 654 | 4 INCH PVC CONDUIT SCHEDULE 40 | Lineal Meter
16 | 654 | CONDUCTOR CABLE NO. 6 AWG | Lineal Meter
17 | 654 | TRAFFIC COUNTS, ADJUSTMENT AND FINE TUNING | Lump Sum
18 | 654 | CONCRETE PULL BOX 30X30 | Each
19 | 654 | CONDUCTOR NO. 2 RHH COPPER XLP | Lineal Meter
20 | 654 | VIDEO IMAGE PROCESSOR | Each
21 | 654 | VIDEO SYSTEM COMMUNIUCATION MODULE | Each
22 | 654 | COAXIAL AND POWER CABLE | Lineal Meter
23 | 654 | VIDEO DETECTION CAMERA | Each
24 | 654 | VIDEO CAMERA SURGE SUPPRESOR | Each
25 | 654 | STANDARD LED TRAFFIC SIGNAL HEAD, 12" CONTINUOUS MOVEMENT | Each
26 | 654 | TRAFFIC SIGNAL SUPPORT MAST ARM TYPE 20’ | Each
27 | 654 | TRAFFIC SIGNAL SUPPORT MAST ARM TYPE 50’ | Each
28 | 654 | TRAFFIC SIGNAL SUPPORT MAST ARM TYPE 55’ | Each
29 | 654 | TRAFFIC SIGNAL SUPPORT MAST ARM TYPE 60’ | Each
30 | 661 | PROJECT FUNDING SIGN | Each
31 | 635, 931,932 | ALLOWANCES | 6500
32 | 888 | SOLAR PANEL ARRAY (TYPE) | Each
33 | 888 | INVERTER/CHARGER | Each
34 | 888 | MPPT 60 AMP | Each
35 | 888 | CONNECTION CABLES | Lineal Meter
36 | 888 | CIRCUIT BREAKER | Each
37 | 888 | BATTERIES 12V 115 AH | Each
38 | 888 | MC4 | Each
Total Price ______________________________
Name Of the Bidder: _______________________________________________________ Sign Of the Bidder: ____________________________________________________

## PR-866 AT AVE SABANA SECA (34)
AMENDED BID WORKSHEET I REQUEST FOR SEALED PROPOSAL NUMBER 22J-08376 DESIGN, ACQUISITION AND INSTALLATION OF A BACK-UP SOLAR ENERGY SYSTEM OF SEVERAL TRAFFIC LIGHTS FOR THE DEPARTMENT OF TRANSPORTATION AND PUBLIC WORKS (DTOP FOR HIS ACRONYMS IN SPANISH)
LINE | SPEC | DESCRIPTION | QUANTITIES | BRAND | MODEL | WARRANTY | % PREFERENCE LAW | PRICE | DELIVERY TIME
PR-866 AT AVE. SABANA SECA
1 | N/A | PERFORM CIVIL AND ELECTRICAL DESIGN TO PROVIDE A PHOTOVOLTAIC POWER BACK-UP SYSTEM FOR THE TRAFFIC SIGNAL | Lump Sum
2 | 151 | MOBILIZATION | Lump Sum by Intersection
3 | 202 | REMOVAL OF STRUCTURES AND OBSTRUCTIONS | Lump Sum
4 | 635 | PREPA/LUMA DISTRIBUTION STANDARD K-3-7-1 | Each
5 | 635 | PREPA/LUMA DISTRIBUTION STANDARD URD 4 | Each
6 | 638 | CONSTRUCTION SIGNS | Square Meter
7 | 638 | DRUMS | Each
8 | 638 | FLASHING ARROW SIGNS | Daily
9 | 654 | MAINT & REMOVAL OF EXISTING TRAFFIC SIGNAL SYSTEM | Lump Sum
10 | 654 | STANDARD TRAFFIC SIGNAL HEAD 3-S-V LED | Each
11 | 654 | TRAFFIC SIGNAL HEAD STD 3-L-V LED CONFIGURATION | Each
12 | 654 | CONDUCTOR 5-NO. 14 AWG RHH | Lineal Meter
13 | 654 | ADVANCED TRAFFIC SIGNAL CONTROLLER ASSEMBLY (TS-2, TYPE 2) FULLY ACTUATED | Each
14 | 654 | 2 INCH PVC CONDUIT SCHEDULE 40 | Lineal Meter
15 | 654 | 4 INCH PVC CONDUIT SCHEDULE 40 | Lineal Meter
16 | 654 | CONDUCTOR CABLE NO. 6 AWG | Lineal Meter
17 | 654 | TRAFFIC COUNTS, ADJUSTMENT AND FINE TUNING | Lump Sum
18 | 654 | CONCRETE PULL BOX 30X30 | Each
19 | 654 | CONDUCTOR NO. 2 RHH COPPER XLP | Lineal Meter
20 | 654 | VIDEO IMAGE PROCESSOR | Each
21 | 654 | VIDEO SYSTEM COMMUNIUCATION MODULE | Each
22 | 654 | COAXIAL AND POWER CABLE | Lineal Meter
23 | 654 | VIDEO DETECTION CAMERA | Each
24 | 654 | VIDEO CAMERA SURGE SUPPRESOR | Each
25 | 654 | STANDARD LED TRAFFIC SIGNAL HEAD, 12" CONTINUOUS MOVEMENT | Each
26 | 654 | TRAFFIC SIGNAL SUPPORT MAST ARM TYPE 20’ | Each
27 | 654 | TRAFFIC SIGNAL SUPPORT MAST ARM TYPE 50’ | Each
28 | 654 | TRAFFIC SIGNAL SUPPORT MAST ARM TYPE 55’ | Each
29 | 654 | TRAFFIC SIGNAL SUPPORT MAST ARM TYPE 60’ | Each
30 | 661 | PROJECT FUNDING SIGN | Each
31 | 635, 931,932 | ALLOWANCES | 6500
32 | 888 | SOLAR PANEL ARRAY (TYPE) | Each
33 | 888 | INVERTER/CHARGER | Each
34 | 888 | MPPT 60 AMP | Each
35 | 888 | CONNECTION CABLES | Lineal Meter
36 | 888 | CIRCUIT BREAKER | Each
37 | 888 | BATTERIES 12V 115 AH | Each
38 | 888 | MC4 | Each
Total Price ______________________________
Name Of the Bidder: _______________________________________________________ Sign Of the Bidder: ____________________________________________________

## PR-2 AT PR-137 (35)
AMENDED BID WORKSHEET I REQUEST FOR SEALED PROPOSAL NUMBER 22J-08376 DESIGN, ACQUISITION AND INSTALLATION OF A BACK-UP SOLAR ENERGY SYSTEM OF SEVERAL TRAFFIC LIGHTS FOR THE DEPARTMENT OF TRANSPORTATION AND PUBLIC WORKS (DTOP FOR HIS ACRONYMS IN SPANISH)
LINE | SPEC | DESCRIPTION | QUANTITIES | BRAND | MODEL | WARRANTY | % PREFERENCE LAW | PRICE | DELIVERY TIME
PR-2 AT PR-137
1 | N/A | PERFORM CIVIL AND ELECTRICAL DESIGN TO PROVIDE A PHOTOVOLTAIC POWER BACK-UP SYSTEM FOR THE TRAFFIC SIGNAL | Lump Sum
2 | 151 | MOBILIZATION | Lump Sum by Intersection
3 | 202 | REMOVAL OF STRUCTURES AND OBSTRUCTIONS | Lump Sum
4 | 635 | PREPA/LUMA DISTRIBUTION STANDARD K-3-7-1 | Each
5 | 635 | PREPA/LUMA DISTRIBUTION STANDARD URD 4 | Each
6 | 638 | CONSTRUCTION SIGNS | Square Meter
7 | 638 | DRUMS | Each
8 | 638 | FLASHING ARROW SIGNS | Daily
9 | 654 | MAINT & REMOVAL OF EXISTING TRAFFIC SIGNAL SYSTEM | Lump Sum
10 | 654 | STANDARD TRAFFIC SIGNAL HEAD 3-S-V LED | Each
11 | 654 | TRAFFIC SIGNAL HEAD STD 3-L-V LED CONFIGURATION | Each
12 | 654 | CONDUCTOR 5-NO. 14 AWG RHH | Lineal Meter
13 | 654 | ADVANCED TRAFFIC SIGNAL CONTROLLER ASSEMBLY (TS-2, TYPE 2) FULLY ACTUATED | Each
14 | 654 | 2 INCH PVC CONDUIT SCHEDULE 40 | Lineal Meter
15 | 654 | 4 INCH PVC CONDUIT SCHEDULE 40 | Lineal Meter
16 | 654 | CONDUCTOR CABLE NO. 6 AWG | Lineal Meter
17 | 654 | TRAFFIC COUNTS, ADJUSTMENT AND FINE TUNING | Lump Sum
18 | 654 | CONCRETE PULL BOX 30X30 | Each
19 | 654 | CONDUCTOR NO. 2 RHH COPPER XLP | Lineal Meter
20 | 654 | VIDEO IMAGE PROCESSOR | Each
21 | 654 | VIDEO SYSTEM COMMUNIUCATION MODULE | Each
22 | 654 | COAXIAL AND POWER CABLE | Lineal Meter
23 | 654 | VIDEO DETECTION CAMERA | Each
24 | 654 | VIDEO CAMERA SURGE SUPPRESOR | Each
25 | 654 | STANDARD LED TRAFFIC SIGNAL HEAD, 12" CONTINUOUS MOVEMENT | Each
26 | 654 | TRAFFIC SIGNAL SUPPORT MAST ARM TYPE 20’ | Each
27 | 654 | TRAFFIC SIGNAL SUPPORT MAST ARM TYPE 50’ | Each
28 | 654 | TRAFFIC SIGNAL SUPPORT MAST ARM TYPE 55’ | Each
29 | 654 | TRAFFIC SIGNAL SUPPORT MAST ARM TYPE 60’ | Each
30 | 661 | PROJECT FUNDING SIGN | Each
31 | 635, 931,932 | ALLOWANCES | 6500
32 | 888 | SOLAR PANEL ARRAY (TYPE) | Each
33 | 888 | INVERTER/CHARGER | Each
34 | 888 | MPPT 60 AMP | Each
35 | 888 | CONNECTION CABLES | Lineal Meter
36 | 888 | CIRCUIT BREAKER | Each
37 | 888 | BATTERIES 12V 115 AH | Each
38 | 888 | MC4 | Each
Total Price ______________________________
Name Of the Bidder: _______________________________________________________ Sign Of the Bidder: ____________________________________________________

## PR-2 AT PR-140 (36)
AMENDED BID WORKSHEET I REQUEST FOR SEALED PROPOSAL NUMBER 22J-08376 DESIGN, ACQUISITION AND INSTALLATION OF A BACK-UP SOLAR ENERGY SYSTEM OF SEVERAL TRAFFIC LIGHTS FOR THE DEPARTMENT OF TRANSPORTATION AND PUBLIC WORKS (DTOP FOR HIS ACRONYMS IN SPANISH)
LINE | SPEC | DESCRIPTION | QUANTITIES | BRAND | MODEL | WARRANTY | % PREFERENCE LAW | PRICE | DELIVERY TIME
PR-2 AT PR-140
1 | N/A | PERFORM CIVIL AND ELECTRICAL DESIGN TO PROVIDE A PHOTOVOLTAIC POWER BACK-UP SYSTEM FOR THE TRAFFIC SIGNAL | Lump Sum
2 | 151 | MOBILIZATION | Lump Sum by Intersection
3 | 202 | REMOVAL OF STRUCTURES AND OBSTRUCTIONS | Lump Sum
4 | 635 | PREPA/LUMA DISTRIBUTION STANDARD K-3-7-1 | Each
5 | 635 | PREPA/LUMA DISTRIBUTION STANDARD URD 4 | Each
6 | 638 | CONSTRUCTION SIGNS | Square Meter
7 | 638 | DRUMS | Each
8 | 638 | FLASHING ARROW SIGNS | Daily
9 | 654 | MAINT & REMOVAL OF EXISTING TRAFFIC SIGNAL SYSTEM | Lump Sum
10 | 654 | STANDARD TRAFFIC SIGNAL HEAD 3-S-V LED | Each
11 | 654 | TRAFFIC SIGNAL HEAD STD 3-L-V LED CONFIGURATION | Each
12 | 654 | CONDUCTOR 5-NO. 14 AWG RHH | Lineal Meter
13 | 654 | ADVANCED TRAFFIC SIGNAL CONTROLLER ASSEMBLY (TS-2, TYPE 2) FULLY ACTUATED | Each
14 | 654 | 2 INCH PVC CONDUIT SCHEDULE 40 | Lineal Meter
15 | 654 | 4 INCH PVC CONDUIT SCHEDULE 40 | Lineal Meter
16 | 654 | CONDUCTOR CABLE NO. 6 AWG | Lineal Meter
17 | 654 | TRAFFIC COUNTS, ADJUSTMENT AND FINE TUNING | Lump Sum
18 | 654 | CONCRETE PULL BOX 30X30 | Each
19 | 654 | CONDUCTOR NO. 2 RHH COPPER XLP | Lineal Meter
20 | 654 | VIDEO IMAGE PROCESSOR | Each
21 | 654 | VIDEO SYSTEM COMMUNIUCATION MODULE | Each
22 | 654 | COAXIAL AND POWER CABLE | Lineal Meter
23 | 654 | VIDEO DETECTION CAMERA | Each
24 | 654 | VIDEO CAMERA SURGE SUPPRESOR | Each
25 | 654 | STANDARD LED TRAFFIC SIGNAL HEAD, 12" CONTINUOUS MOVEMENT | Each
26 | 654 | TRAFFIC SIGNAL SUPPORT MAST ARM TYPE 20’ | Each
27 | 654 | TRAFFIC SIGNAL SUPPORT MAST ARM TYPE 50’ | Each
28 | 654 | TRAFFIC SIGNAL SUPPORT MAST ARM TYPE 55’ | Each
29 | 654 | TRAFFIC SIGNAL SUPPORT MAST ARM TYPE 60’ | Each
30 | 661 | PROJECT FUNDING SIGN | Each
31 | 635, 931,932 | ALLOWANCES | 6500
32 | 888 | SOLAR PANEL ARRAY (TYPE) | Each
33 | 888 | INVERTER/CHARGER | Each
34 | 888 | MPPT 60 AMP | Each
35 | 888 | CONNECTION CABLES | Lineal Meter
36 | 888 | CIRCUIT BREAKER | Each
37 | 888 | BATTERIES 12V 115 AH | Each
38 | 888 | MC4 | Each
Total Price ______________________________
Name Of the Bidder: _______________________________________________________ Sign Of the Bidder: ____________________________________________________

## PR-3 AT PR-857 (37)
AMENDED BID WORKSHEET I REQUEST FOR SEALED PROPOSAL NUMBER 22J-08376 DESIGN, ACQUISITION AND INSTALLATION OF A BACK-UP SOLAR ENERGY SYSTEM OF SEVERAL TRAFFIC LIGHTS FOR THE DEPARTMENT OF TRANSPORTATION AND PUBLIC WORKS (DTOP FOR HIS ACRONYMS IN SPANISH)
LINE | SPEC | DESCRIPTION | QUANTITIES | BRAND | MODEL | WARRANTY | % PREFERENCE LAW | PRICE | DELIVERY TIME
PR-3 AT PR-857
1 | N/A | PERFORM CIVIL AND ELECTRICAL DESIGN TO PROVIDE A PHOTOVOLTAIC POWER BACK-UP SYSTEM FOR THE TRAFFIC SIGNAL | Lump Sum
2 | 151 | MOBILIZATION | Lump Sum by Intersection
3 | 202 | REMOVAL OF STRUCTURES AND OBSTRUCTIONS | Lump Sum
4 | 635 | PREPA/LUMA DISTRIBUTION STANDARD K-3-7-1 | Each
5 | 635 | PREPA/LUMA DISTRIBUTION STANDARD URD 4 | Each
6 | 638 | CONSTRUCTION SIGNS | Square Meter
7 | 638 | DRUMS | Each
8 | 638 | FLASHING ARROW SIGNS | Daily
9 | 654 | MAINT & REMOVAL OF EXISTING TRAFFIC SIGNAL SYSTEM | Lump Sum
10 | 654 | STANDARD TRAFFIC SIGNAL HEAD 3-S-V LED | Each
11 | 654 | TRAFFIC SIGNAL HEAD STD 3-L-V LED CONFIGURATION | Each
12 | 654 | CONDUCTOR 5-NO. 14 AWG RHH | Lineal Meter
13 | 654 | ADVANCED TRAFFIC SIGNAL CONTROLLER ASSEMBLY (TS-2, TYPE 2) FULLY ACTUATED | Each
14 | 654 | 2 INCH PVC CONDUIT SCHEDULE 40 | Lineal Meter
15 | 654 | 4 INCH PVC CONDUIT SCHEDULE 40 | Lineal Meter
16 | 654 | CONDUCTOR CABLE NO. 6 AWG | Lineal Meter
17 | 654 | TRAFFIC COUNTS, ADJUSTMENT AND FINE TUNING | Lump Sum
18 | 654 | CONCRETE PULL BOX 30X30 | Each
19 | 654 | CONDUCTOR NO. 2 RHH COPPER XLP | Lineal Meter
20 | 654 | VIDEO IMAGE PROCESSOR | Each
21 | 654 | VIDEO SYSTEM COMMUNIUCATION MODULE | Each
22 | 654 | COAXIAL AND POWER CABLE | Lineal Meter
23 | 654 | VIDEO DETECTION CAMERA | Each
24 | 654 | VIDEO CAMERA SURGE SUPPRESOR | Each
25 | 654 | STANDARD LED TRAFFIC SIGNAL HEAD, 12" CONTINUOUS MOVEMENT | Each
26 | 654 | TRAFFIC SIGNAL SUPPORT MAST ARM TYPE 20’ | Each
27 | 654 | TRAFFIC SIGNAL SUPPORT MAST ARM TYPE 50’ | Each
28 | 654 | TRAFFIC SIGNAL SUPPORT MAST ARM TYPE 55’ | Each
29 | 654 | TRAFFIC SIGNAL SUPPORT MAST ARM TYPE 60’ | Each
30 | 661 | PROJECT FUNDING SIGN | Each
31 | 635, 931,932 | ALLOWANCES | 6500
32 | 888 | SOLAR PANEL ARRAY (TYPE) | Each
33 | 888 | INVERTER/CHARGER | Each
34 | 888 | MPPT 60 AMP | Each
35 | 888 | CONNECTION CABLES | Lineal Meter
36 | 888 | CIRCUIT BREAKER | Each
37 | 888 | BATTERIES 12V 115 AH | Each
38 | 888 | MC4 | Each
Total Price ______________________________
Name Of the Bidder: _______________________________________________________ Sign Of the Bidder: ____________________________________________________

## PR-3 AT PR-887 (38)
AMENDED BID WORKSHEET I REQUEST FOR SEALED PROPOSAL NUMBER 22J-08376 DESIGN, ACQUISITION AND INSTALLATION OF A BACK-UP SOLAR ENERGY SYSTEM OF SEVERAL TRAFFIC LIGHTS FOR THE DEPARTMENT OF TRANSPORTATION AND PUBLIC WORKS (DTOP FOR HIS ACRONYMS IN SPANISH)
LINE | SPEC | DESCRIPTION | QUANTITIES | BRAND | MODEL | WARRANTY | % PREFERENCE LAW | PRICE | DELIVERY TIME
PR-3 AT PR-887
1 | N/A | PERFORM CIVIL AND ELECTRICAL DESIGN TO PROVIDE A PHOTOVOLTAIC POWER BACK-UP SYSTEM FOR THE TRAFFIC SIGNAL | Lump Sum
2 | 151 | MOBILIZATION | Lump Sum by Intersection
3 | 202 | REMOVAL OF STRUCTURES AND OBSTRUCTIONS | Lump Sum
4 | 635 | PREPA/LUMA DISTRIBUTION STANDARD K-3-7-1 | Each
5 | 635 | PREPA/LUMA DISTRIBUTION STANDARD URD 4 | Each
6 | 638 | CONSTRUCTION SIGNS | Square Meter
7 | 638 | DRUMS | Each
8 | 638 | FLASHING ARROW SIGNS | Daily
9 | 654 | MAINT & REMOVAL OF EXISTING TRAFFIC SIGNAL SYSTEM | Lump Sum
10 | 654 | STANDARD TRAFFIC SIGNAL HEAD 3-S-V LED | Each
11 | 654 | TRAFFIC SIGNAL HEAD STD 3-L-V LED CONFIGURATION | Each
12 | 654 | CONDUCTOR 5-NO. 14 AWG RHH | Lineal Meter
13 | 654 | ADVANCED TRAFFIC SIGNAL CONTROLLER ASSEMBLY (TS-2, TYPE 2) FULLY ACTUATED | Each
14 | 654 | 2 INCH PVC CONDUIT SCHEDULE 40 | Lineal Meter
15 | 654 | 4 INCH PVC CONDUIT SCHEDULE 40 | Lineal Meter
16 | 654 | CONDUCTOR CABLE NO. 6 AWG | Lineal Meter
17 | 654 | TRAFFIC COUNTS, ADJUSTMENT AND FINE TUNING | Lump Sum
18 | 654 | CONCRETE PULL BOX 30X30 | Each
19 | 654 | CONDUCTOR NO. 2 RHH COPPER XLP | Lineal Meter
20 | 654 | VIDEO IMAGE PROCESSOR | Each
21 | 654 | VIDEO SYSTEM COMMUNIUCATION MODULE | Each
22 | 654 | COAXIAL AND POWER CABLE | Lineal Meter
23 | 654 | VIDEO DETECTION CAMERA | Each
24 | 654 | VIDEO CAMERA SURGE SUPPRESOR | Each
25 | 654 | STANDARD LED TRAFFIC SIGNAL HEAD, 12" CONTINUOUS MOVEMENT | Each
26 | 654 | TRAFFIC SIGNAL SUPPORT MAST ARM TYPE 20’ | Each
27 | 654 | TRAFFIC SIGNAL SUPPORT MAST ARM TYPE 50’ | Each
28 | 654 | TRAFFIC SIGNAL SUPPORT MAST ARM TYPE 55’ | Each
29 | 654 | TRAFFIC SIGNAL SUPPORT MAST ARM TYPE 60’ | Each
30 | 661 | PROJECT FUNDING SIGN | Each
31 | 635, 931,932 | ALLOWANCES | 6500
32 | 888 | SOLAR PANEL ARRAY (TYPE) | Each
33 | 888 | INVERTER/CHARGER | Each
34 | 888 | MPPT 60 AMP | Each
35 | 888 | CONNECTION CABLES | Lineal Meter
36 | 888 | CIRCUIT BREAKER | Each
37 | 888 | BATTERIES 12V 115 AH | Each
38 | 888 | MC4 | Each
Total Price ______________________________
Name Of the Bidder: _______________________________________________________ Sign Of the Bidder: ____________________________________________________

## PR-3 AT UPR HOSPITAL (39)
AMENDED BID WORKSHEET I REQUEST FOR SEALED PROPOSAL NUMBER 22J-08376 DESIGN, ACQUISITION AND INSTALLATION OF A BACK-UP SOLAR ENERGY SYSTEM OF SEVERAL TRAFFIC LIGHTS FOR THE DEPARTMENT OF TRANSPORTATION AND PUBLIC WORKS (DTOP FOR HIS ACRONYMS IN SPANISH)
LINE | SPEC | DESCRIPTION | QUANTITIES | BRAND | MODEL | WARRANTY | % PREFERENCE LAW | PRICE | DELIVERY TIME
PR-3 AT UPR HOSPITAL
1 | N/A | PERFORM CIVIL AND ELECTRICAL DESIGN TO PROVIDE A PHOTOVOLTAIC POWER BACK-UP SYSTEM FOR THE TRAFFIC SIGNAL | Lump Sum
2 | 151 | MOBILIZATION | Lump Sum by Intersection
3 | 202 | REMOVAL OF STRUCTURES AND OBSTRUCTIONS | Lump Sum
4 | 635 | PREPA/LUMA DISTRIBUTION STANDARD K-3-7-1 | Each
5 | 635 | PREPA/LUMA DISTRIBUTION STANDARD URD 4 | Each
6 | 638 | CONSTRUCTION SIGNS | Square Meter
7 | 638 | DRUMS | Each
8 | 638 | FLASHING ARROW SIGNS | Daily
9 | 654 | MAINT & REMOVAL OF EXISTING TRAFFIC SIGNAL SYSTEM | Lump Sum
10 | 654 | STANDARD TRAFFIC SIGNAL HEAD 3-S-V LED | Each
11 | 654 | TRAFFIC SIGNAL HEAD STD 3-L-V LED CONFIGURATION | Each
12 | 654 | CONDUCTOR 5-NO. 14 AWG RHH | Lineal Meter
13 | 654 | ADVANCED TRAFFIC SIGNAL CONTROLLER ASSEMBLY (TS-2, TYPE 2) FULLY ACTUATED | Each
14 | 654 | 2 INCH PVC CONDUIT SCHEDULE 40 | Lineal Meter
15 | 654 | 4 INCH PVC CONDUIT SCHEDULE 40 | Lineal Meter
16 | 654 | CONDUCTOR CABLE NO. 6 AWG | Lineal Meter
17 | 654 | TRAFFIC COUNTS, ADJUSTMENT AND FINE TUNING | Lump Sum
18 | 654 | CONCRETE PULL BOX 30X30 | Each
19 | 654 | CONDUCTOR NO. 2 RHH COPPER XLP | Lineal Meter
20 | 654 | VIDEO IMAGE PROCESSOR | Each
21 | 654 | VIDEO SYSTEM COMMUNIUCATION MODULE | Each
22 | 654 | COAXIAL AND POWER CABLE | Lineal Meter
23 | 654 | VIDEO DETECTION CAMERA | Each
24 | 654 | VIDEO CAMERA SURGE SUPPRESOR | Each
25 | 654 | STANDARD LED TRAFFIC SIGNAL HEAD, 12" CONTINUOUS MOVEMENT | Each
26 | 654 | TRAFFIC SIGNAL SUPPORT MAST ARM TYPE 20’ | Each
27 | 654 | TRAFFIC SIGNAL SUPPORT MAST ARM TYPE 50’ | Each
28 | 654 | TRAFFIC SIGNAL SUPPORT MAST ARM TYPE 55’ | Each
29 | 654 | TRAFFIC SIGNAL SUPPORT MAST ARM TYPE 60’ | Each
30 | 661 | PROJECT FUNDING SIGN | Each
31 | 635, 931,932 | ALLOWANCES | 6500
32 | 888 | SOLAR PANEL ARRAY (TYPE) | Each
33 | 888 | INVERTER/CHARGER | Each
34 | 888 | MPPT 60 AMP | Each
35 | 888 | CONNECTION CABLES | Lineal Meter
36 | 888 | CIRCUIT BREAKER | Each
37 | 888 | BATTERIES 12V 115 AH | Each
38 | 888 | MC4 | Each
Total Price ______________________________
Name Of the Bidder: _______________________________________________________ Sign Of the Bidder: ____________________________________________________

## PR-3 AT LOS COLOBOS (40)
AMENDED BID WORKSHEET I REQUEST FOR SEALED PROPOSAL NUMBER 22J-08376 DESIGN, ACQUISITION AND INSTALLATION OF A BACK-UP SOLAR ENERGY SYSTEM OF SEVERAL TRAFFIC LIGHTS FOR THE DEPARTMENT OF TRANSPORTATION AND PUBLIC WORKS (DTOP FOR HIS ACRONYMS IN SPANISH)
LINE | SPEC | DESCRIPTION | QUANTITIES | BRAND | MODEL | WARRANTY | % PREFERENCE LAW | PRICE | DELIVERY TIME
PR-3 AT LOS COLOBOS
1 | N/A | PERFORM CIVIL AND ELECTRICAL DESIGN TO PROVIDE A PHOTOVOLTAIC POWER BACK-UP SYSTEM FOR THE TRAFFIC SIGNAL | Lump Sum
2 | 151 | MOBILIZATION | Lump Sum by Intersection
3 | 202 | REMOVAL OF STRUCTURES AND OBSTRUCTIONS | Lump Sum
4 | 635 | PREPA/LUMA DISTRIBUTION STANDARD K-3-7-1 | Each
5 | 635 | PREPA/LUMA DISTRIBUTION STANDARD URD 4 | Each
6 | 638 | CONSTRUCTION SIGNS | Square Meter
7 | 638 | DRUMS | Each
8 | 638 | FLASHING ARROW SIGNS | Daily
9 | 654 | MAINT & REMOVAL OF EXISTING TRAFFIC SIGNAL SYSTEM | Lump Sum
10 | 654 | STANDARD TRAFFIC SIGNAL HEAD 3-S-V LED | Each
11 | 654 | TRAFFIC SIGNAL HEAD STD 3-L-V LED CONFIGURATION | Each
12 | 654 | CONDUCTOR 5-NO. 14 AWG RHH | Lineal Meter
13 | 654 | ADVANCED TRAFFIC SIGNAL CONTROLLER ASSEMBLY (TS-2, TYPE 2) FULLY ACTUATED | Each
14 | 654 | 2 INCH PVC CONDUIT SCHEDULE 40 | Lineal Meter
15 | 654 | 4 INCH PVC CONDUIT SCHEDULE 40 | Lineal Meter
16 | 654 | CONDUCTOR CABLE NO. 6 AWG | Lineal Meter
17 | 654 | TRAFFIC COUNTS, ADJUSTMENT AND FINE TUNING | Lump Sum
18 | 654 | CONCRETE PULL BOX 30X30 | Each
19 | 654 | CONDUCTOR NO. 2 RHH COPPER XLP | Lineal Meter
20 | 654 | VIDEO IMAGE PROCESSOR | Each
21 | 654 | VIDEO SYSTEM COMMUNIUCATION MODULE | Each
22 | 654 | COAXIAL AND POWER CABLE | Lineal Meter
23 | 654 | VIDEO DETECTION CAMERA | Each
24 | 654 | VIDEO CAMERA SURGE SUPPRESOR | Each
25 | 654 | STANDARD LED TRAFFIC SIGNAL HEAD, 12" CONTINUOUS MOVEMENT | Each
26 | 654 | TRAFFIC SIGNAL SUPPORT MAST ARM TYPE 20’ | Each
27 | 654 | TRAFFIC SIGNAL SUPPORT MAST ARM TYPE 50’ | Each
28 | 654 | TRAFFIC SIGNAL SUPPORT MAST ARM TYPE 55’ | Each
29 | 654 | TRAFFIC SIGNAL SUPPORT MAST ARM TYPE 60’ | Each
30 | 661 | PROJECT FUNDING SIGN | Each
31 | 635, 931,932 | ALLOWANCES | 6500
32 | 888 | SOLAR PANEL ARRAY (TYPE) | Each
33 | 888 | INVERTER/CHARGER | Each
34 | 888 | MPPT 60 AMP | Each
35 | 888 | CONNECTION CABLES | Lineal Meter
36 | 888 | CIRCUIT BREAKER | Each
37 | 888 | BATTERIES 12V 115 AH | Each
38 | 888 | MC4 | Each
Total Price ______________________________
Name Of the Bidder: _______________________________________________________ Sign Of the Bidder: ____________________________________________________

## PR-3 AT SECTOR CAMBUTE (41)
AMENDED BID WORKSHEET I REQUEST FOR SEALED PROPOSAL NUMBER 22J-08376 DESIGN, ACQUISITION AND INSTALLATION OF A BACK-UP SOLAR ENERGY SYSTEM OF SEVERAL TRAFFIC LIGHTS FOR THE DEPARTMENT OF TRANSPORTATION AND PUBLIC WORKS (DTOP FOR HIS ACRONYMS IN SPANISH)
LINE | SPEC | DESCRIPTION | QUANTITIES | BRAND | MODEL | WARRANTY | % PREFERENCE LAW | PRICE | DELIVERY TIME
PR-3 AT SECTOR CAMBUTE
1 | N/A | PERFORM CIVIL AND ELECTRICAL DESIGN TO PROVIDE A PHOTOVOLTAIC POWER BACK-UP SYSTEM FOR THE TRAFFIC SIGNAL | Lump Sum
2 | 151 | MOBILIZATION | Lump Sum by Intersection
3 | 202 | REMOVAL OF STRUCTURES AND OBSTRUCTIONS | Lump Sum
4 | 635 | PREPA/LUMA DISTRIBUTION STANDARD K-3-7-1 | Each
5 | 635 | PREPA/LUMA DISTRIBUTION STANDARD URD 4 | Each
6 | 638 | CONSTRUCTION SIGNS | Square Meter
7 | 638 | DRUMS | Each
8 | 638 | FLASHING ARROW SIGNS | Daily
9 | 654 | MAINT & REMOVAL OF EXISTING TRAFFIC SIGNAL SYSTEM | Lump Sum
10 | 654 | STANDARD TRAFFIC SIGNAL HEAD 3-S-V LED | Each
11 | 654 | TRAFFIC SIGNAL HEAD STD 3-L-V LED CONFIGURATION | Each
12 | 654 | CONDUCTOR 5-NO. 14 AWG RHH | Lineal Meter
13 | 654 | ADVANCED TRAFFIC SIGNAL CONTROLLER ASSEMBLY (TS-2, TYPE 2) FULLY ACTUATED | Each
14 | 654 | 2 INCH PVC CONDUIT SCHEDULE 40 | Lineal Meter
15 | 654 | 4 INCH PVC CONDUIT SCHEDULE 40 | Lineal Meter
16 | 654 | CONDUCTOR CABLE NO. 6 AWG | Lineal Meter
17 | 654 | TRAFFIC COUNTS, ADJUSTMENT AND FINE TUNING | Lump Sum
18 | 654 | CONCRETE PULL BOX 30X30 | Each
19 | 654 | CONDUCTOR NO. 2 RHH COPPER XLP | Lineal Meter
20 | 654 | VIDEO IMAGE PROCESSOR | Each
21 | 654 | VIDEO SYSTEM COMMUNIUCATION MODULE | Each
22 | 654 | COAXIAL AND POWER CABLE | Lineal Meter
23 | 654 | VIDEO DETECTION CAMERA | Each
24 | 654 | VIDEO CAMERA SURGE SUPPRESOR | Each
25 | 654 | STANDARD LED TRAFFIC SIGNAL HEAD, 12" CONTINUOUS MOVEMENT | Each
26 | 654 | TRAFFIC SIGNAL SUPPORT MAST ARM TYPE 20’ | Each
27 | 654 | TRAFFIC SIGNAL SUPPORT MAST ARM TYPE 50’ | Each
28 | 654 | TRAFFIC SIGNAL SUPPORT MAST ARM TYPE 55’ | Each
29 | 654 | TRAFFIC SIGNAL SUPPORT MAST ARM TYPE 60’ | Each
30 | 661 | PROJECT FUNDING SIGN | Each
31 | 635, 931,932 | ALLOWANCES | 6500
32 | 888 | SOLAR PANEL ARRAY (TYPE) | Each
33 | 888 | INVERTER/CHARGER | Each
34 | 888 | MPPT 60 AMP | Each
35 | 888 | CONNECTION CABLES | Lineal Meter
36 | 888 | CIRCUIT BREAKER | Each
37 | 888 | BATTERIES 12V 115 AH | Each
38 | 888 | MC4 | Each
Total Price ______________________________
Name Of the Bidder: _______________________________________________________ Sign Of the Bidder: ____________________________________________________